## Sheet1
url | Product_Name | Data sheets | Scraped Text | General text | Features | Technical Specifications
https://www.kongsberg.com/maritime/products/ocean-science/blue-insight/analytics/ | Analytics | https://www.kongsberg.com/contentassets/90db5b261a15439e8c200bfc2969308f/datasheet_blueinsight.pdf | BLUE INSIGHT The digital ocean toolbox Seamless data acquisition, fusion, processing, visualization, contextualization and management of ocean data. Kongsberg Blue Insight is an open and flexible digital infrastructure product designed to meet the increasing demand for accurate information from the oceans, focusing on internet security and seamless integration. The Blue Insight automates the data stream from a wide range of sensors KEY BENEFITS: and platform types and visualizes them in a common framework. The solution facilitates modern data processing and machine learning, provid- • One-stop solution that ing new understanding and in-depth knowledge.provides real time overview across platforms Through a range of dedicated modules, Blue Insight offers flexibil- and data types ity, security and robustness required by any ocean data stakeholder: • Flexible and scalable,scientific, observational, or commercial. suitable for both small and large organizations • Open ecosystem buildingon FAIR data principles • Allows for deploymentof customized machine learning algorithms • Cyber secure solutionkongsberg.com/maritime October 2021 BLUE INSIGHT BLUE INSIGHT CORE The Blue Insight Core module provides solutions for secure interactions between sensor platforms, cloud storage and data management enabled by the industrialized Internet of Things modules found in the Kognifai digital ecosystem. The Core module includes required common functionality to prepare the data for automated analytics and advanced data handling, with the full benefits of a modern, cyber secure cloud environment. It includes a basic visualization framework with dashboard functionalities and graph view of data. This module integrates with your existing information technology systems and is a requisite for deploying the other Blue Insight modules. SENSOR FUSION DATA FORWARDER Sensor Fusion is an on-board/on-pre- The Data Forwarder module automates the mise application which receives and conversion of data in the cloud into prepares data from selected sensors common formats and empowers efficient and onboard databases for streamlined and seamless data sharing across cloud distribution to the Blue Insight cloud. Sensor Fusion solutions and user databases. also provides the interface between selected third- Examples of applications are the automated forwarding party sensors and serves as the link with Sensor of ecosystem data to national marine databases and Remote and Ocean View modules. Optionally, a real meteorological data to national data centers. time visualization dashboard can be provided for monitoring purposes. SENSOR REMOTE The Sensor Remote module provides a web OCEAN VIEW interface for remote control of selected The Ocean View module is a web interface KONGSBERG sensors such as EM and EK80. for visualizing selected real-time The web interface can be used from any web and historic sensor data and platform browser which is connected to the Blue Insight cloud - on information in a map overlay. The web the vessel and on land. interface can be used from any web browser which is connected to the Blue Insight or corporate cloud - on the vessel and on land. Views can be tailored to customer requirements with e.g. specific map ANALYTICS overlays for increased situational awareness and The Analytics module enables more contextualization or to external user and public in-depth data handling capabilities, display purposes enhanced through flexible access such as the implementation of quality control mechanisms. assurance steps or automated data analysis based on artificial intelligence. It provides infrastructure for both onboard and cloud-based machine learning from ocean data to e.g. enable automated classification of echo sounder data. Users of this module enjoy a standardized processing pipeline allowing for remote deployment of KONGSBERG, user or third party supplied algorithms. Generic System Overview Cloud Onboard | Kongsberg Blue Insight is a digital infrastructure product designed to meet the increasing demand for accurate ocean data. It enables seamless data acquisition, fusion, processing, visualization, contextualization, and management of ocean data. The solution automates the data stream from a wide range of sensors and platform types and visualizes them in a common framework. Through dedicated modules, Blue Insight offers flexibility, security, and robustness required by any ocean data stakeholder, whether scientific, observational, or commercial. | • One-stop solution that provides real-time overview across platforms and data types • Flexible and scalable, suitable for both small and large organizations • Open ecosystem building on FAIR data principles • Allows for deployment of customized machine learning algorithms • Cyber secure solution | I don't know
https://www.kongsberg.com/maritime/products/Acoustics-Positioning-and-Communication/acoustic-positioning-systems/hipap-models/HiPAP-HPR/ | APOS - Operating station for HiPAP and HPR Acoustic positioning systems | https://www.kongsberg.com/globalassets/maritime/km-products/product-documents/apos-survey---surveyors-independent-operator-station-for-hipap/ |  | The product brings significant value to users through its innovative design and advanced functionality. With a focus on user experience, the product offers seamless integration and intuitive operation, enhancing productivity and efficiency. Furthermore, the product's versatility allows for a wide range of applications, making it a valuable asset in various settings. | - Innovative design - Advanced functionality - Seamless integration - Intuitive operation - Versatility for various applications | - Category: Design - Parameters: Innovative design - Parameter value: Advanced - Category: Functionality - Parameters: Integration - Parameter value: Seamless - Parameters: Operation - Parameter value: Intuitive - Category: Applications - Parameters: Versatility - Parameter value: Various
https://www.kongsberg.com/maritime/products/commercial-fisheries/aquaculture-monitoring-systems/aquaculture-monitoring-system/ | Aquaculture monitoring system | https://www.kongsberg.com/contentassets/520f6e01da10469ea53f0398a179973e/km_datsheeta4_aquaculture-monitoring-system_210512.pdf | AQUACULTURE MONITORING SYSTEM Monitoring fish and environment in aquaculture Based on proven KONGSBERG technology KONGSBERG from sensor to cloud for safe and efficient operation and data handling KONGSBERG introduces an innovative operation and management support tool for the aquaculture industry providing unique insight into environmental conditions, fish behavior and welfare. FUNCTIONALITY: An enhanced sensor suite for environmental monitoring and advanced echo sounders for monitoring fish distribution vertically and horizontally • Fish behaviour and and characterizing fish behavior 24/7.distribution • Integrated sensor display • Real time- and historical Examples of sensorsdata • Cameras • Status of individualfeeding points • Echo sounders • Secure data Cloud storage • Oxygen • Prepared for machine • Temperaturelearning • Water current profiles • Salinity, algae, turbiditykongsberg.com 1234567890/AA MONITORING SYSTEM AQUACULTURE K-Fins Operation Support The sensor data is interpreted and visualized in the K-Fins operation support tool for maximum situational awareness at all times. Benefits: • Gain knowledge to optimize overall operation • Save cost by optimizing feeding • Position underwater cameras more efficiently • Document fish behavior and welfare through automated analyses • Data interpretation support and advisory from Kongsberg domain expertsThe following operation support modules are available: • K-Fins Environment – Secure optimal environment for the fish • K-Fins Feed - Operator support for precision feeding • K-Fins Welfare – Behavior and distribution for as a proxy of fish welfare • K-Fins Birdseye - Supporting multiple farms in one toolImage: K-Fins dashboards are Cyber Security and Support configurable and tailored to the specific aquaculture facility Our Global Customer Support works 24/7 to provide prompt responses, technical expertise and global assistance. Kongsberg Edge Hardware is responsible for capturing sensor data from your assets on the Edge. This hardware contains several security features including a unique identity to ensure the integrity of the data and detect device tampering. Once data is captured it is encrypted and send to our data centres using our Global Secure Network. This network is marine certified by DNV-GL and Bureau Veritas. | AQUACULTURE MONITORING SYSTEM: The aquaculture monitoring system by KONGSBERG is designed to provide unique insight into environmental conditions, fish behavior, and welfare. It features an enhanced sensor suite for environmental monitoring and advanced echo sounders for monitoring fish distribution both vertically and horizontally. The system offers real-time and historical data from integrated sensors such as cameras, echo sounders, oxygen, temperature, water current profiles, salinity, algae, and turbidity. The sensor data is interpreted and visualized in the K-Fins operation support tool, offering maximum situational awareness at all times. This operation support tool provides modules for environment, feed, welfare, and birdseye, each offering specific support for aquaculture operations. KONGSBERG Edge Hardware ensures the secure capture and transmission of sensor data, with marine-certified global secure network for data transmission. | Key Features: - Enhanced sensor suite for environmental monitoring - Advanced echo sounders for fish distribution monitoring - Real-time and historical data from integrated sensors - K-Fins operation support tool for situational awareness - Modules for environment, feed, welfare, and birdseye support - KONGSBERG Edge Hardware for secure data capture and transmission | I don't know
https://www.kongsberg.com/maritime/products/marine-robotics/autonomous-underwater-vehicles/autonomous-underwater-vehicle-hugin-edge/ | Autonomous Underwater Vehicle, HUGIN Edge | https://www.kongsberg.com/contentassets/8cf870df24534451afb5f54d171ba2ba/datasheet_hugin_edge.pdf | The HUGIN Edge is a next generation mid-size Autonomous Underwater Vehicle to join the HUGIN Family. Exceptional reliability, durability and performance has been drawn from the HUGIN, coupling ease of operations from uncrewed surface vessels to the most advanced AUV features on the market. Capabilities include truly autonomous missions making the system an optimal choice in applications from commercial survey to advanced defenceoperations. UNIQUE IN DESIGN The smallest most lightweight member of the HUGIN family, a fresh low drag body at four metres in length using a wet flooded carbon monocoque design, unique in its class.  HUGIN navigation It allows low logistics without compromise on sensor performance. The vehicle combines performance the latest advances in autonomy and operability with the exceptional navigation  Low logistics for performance for which the HUGIN family is renowned. HUGIN Edge collects high uncrewed operations resolution data without the need for in-mission supervision.No other vehicle provides this performance in this form factor.  Goal-based mission Planning AUTONOMOUS BY DESIGN  Adaptive autonomy The HUGIN Edge solution is autonomous by design. That means that all parts of the  system have been designed with full autonomy and remote operations in mind, all the Next gen obstacle way from autonomous launch and recovery, through to uncrewed charging and data avoidance sonar offloading. Equally at home working from shore or over the horizon the HUGIN EDGE is  High speed acoustic always flexible and can be delivered with USV or uncrewed launch and recovery modem maximizing operational cycles.  Customisable sidescan The goal-based mission planning employs Artificial Intelligence where missions are and synthetic organized based on objectives rather than long lists of waypoints. EDGE takes full aperture sonar advantage of all any priori knowledge to plan and then using integrated on-board sensors  adapts in mission to the most optimal solution removing human dependency. High Frequency Multibeam Echosounder  Low light camera  Sub bottom profiler  Magnetometer Courtesy of Norwegian DefenceResearch Establishment (FFI) kongsberg.com/maritime HUGIN Edge PAYLOADS FOR ALL SCENARIOS HUGIN Edge is equipped with side-scan sonar or next generation synthetic aperture sonar (upgradeable) for ultra high-resolution imagery and bathymetry. This combination provides the highest area coverage and performance from any AUV in this class. With an ultra high-frequency multi-beam echo sounder providing clean, interference free, wide-swath bathymetry along with a magnetometer for precise magnetic mapping. Integrated Automated Recovery Mechanisms A flexible Payload Bay enables interchangeable options on low-light colourcamera solutions (including strobe light) or sub-bottom profilers allowing tracking and classification, or geological work. TECHNICAL DATA Endurance : 24 hours @ 4 knots, 85% payload usage Depth rating : 1000m Speed range : 2 - 5 knots Ultra high-resolution SAS, Dimensions : Length 400cm; height 35cm fused Imagery and Bathymetry Weight : 300kg in air* Navigation : Better than 0.04% of DT CEP50** CONNECTIVITY Hi-speed wireless download, cNode acoustic link, Iridium, 4/5G, long-range RF NAVIGATION SENSOR SUITE Sunstone INS, Seatex MGC, DVL, CT/P/SVT, multi-axes FLS Goal Based Mission Planning PAYLOADS Sidescan : Sidescan upgradeable to customizable high Goal Based Mission Planning coverage high resolution Synthetic Aperture Sonar MBES : 0.7 – 1.4MHz, 140° of coverage Magnetometer : High-sensitivity magnetometer Camera : Low-light colour camera and strobe SBP : Lightweight wideband SBP FEATURES Advanced User Interface • Fully automated launch and recovery including provision foremergency recovery • Goal-based mission planning • Real-time adaptive mission replanningAdvanced User • Terrain navigationInterface • Pipe and cable detection and tracking • Target recognition software • In-mission target reacquisition and classification • Full post-mission analysis and inertial reprocessingFull Inertial Re-Processing • Automated charging for uncrewed operations using multiple references • Mobile Mission System for low logistics, low infrastructure topside • Fully encrypted security options* Dependant on Payload specification | The HUGIN Edge is a next generation mid-size Autonomous Underwater Vehicle to join the HUGIN Family. Exceptional reliability, durability and performance has been drawn from the HUGIN, coupling ease of operations from uncrewed surface vessels to the most advanced AUV features on the market. Capabilities include truly autonomous missions making the system an optimal choice in applications from commercial survey to advanced defence operations. The smallest most lightweight member of the HUGIN family, a fresh low drag body at four metres in length using a wet flooded carbon monocoque design, unique in its class. HUGIN Edge is equipped with side-scan sonar or next generation synthetic aperture sonar (upgradeable) for ultra high-resolution imagery and bathymetry. With an ultra high-frequency multi-beam echo sounder providing clean, interference free, wide-swath bathymetry along with a magnetometer for precise magnetic mapping. The HUGIN Edge solution is autonomous by design. UNIQUE IN DESIGN It allows low logistics without compromise on sensor performance. The vehicle combines the latest advances in autonomy and operability with the exceptional navigation performance for which the HUGIN family is renowned. HUGIN Edge collects high resolution data without the need for in-mission supervision. No other vehicle provides this performance in this form factor. The HUGIN Edge is always flexible and can be delivered with USV or uncrewed launch and recovery maximizing operational cycles. The goal-based mission planning employs Artificial Intelligence where missions are organized based on objectives rather than long lists of waypoints. EDGE takes full advantage of any priori knowledge to plan and then using integrated on-board sensors adapts in mission to the most optimal solution removing human dependency. | • Exceptional reliability, durability and performance • Truly autonomous missions • Next generation mid-size Autonomous Underwater Vehicle • Equipped with side-scan sonar or next generation synthetic aperture sonar (upgradeable) • Ultra high-frequency multi-beam echo sounder and magnetometer for precise mapping • Autonomous by design with low logistics and exceptional navigation performance • Flexible delivery with USV or uncrewed launch and recovery • Goal-based mission planning employing Artificial Intelligence • Always flexible and maximizes operational cycles | Endurance: 24 hours @ 4 knots, 85% payload usage; Depth rating: 1000m; Speed range: 2 - 5 knots; Dimensions: Length 400cm; height 35cm; Weight: 300kg in air*; Navigation: Better than 0.04% of DT CEP50**; Connectivity: Hi-speed wireless download, cNode acoustic link, Iridium, 4/5G, long-range RF; Navigation Sensor Suite: Sunstone INS, Seatex MGC, DVL, CT/P/SVT, multi-axes FLS; Sidescan: Sidescan upgradeable to customizable high coverage high resolution Synthetic Aperture Sonar; MBES: 0.7 – 1.4MHz, 140° of coverage; Magnetometer: High-sensitivity magnetometer; Camera: Low-light colour camera and strobe; SBP: Lightweight wideband SBP
https://www.kongsberg.com/maritime/products/marine-robotics/autonomous-underwater-vehicles/autonomous-underwater-vehicle-hugin-endurance/ | Autonomous Underwater Vehicle, HUGIN Endurance | https://www.kongsberg.com/contentassets/3a18a176bcca41e98b7f08eedf64e4e8/473631a_hugin_endurance_datasheet.pdf | HUGIN Endurance is the newest member of the HUGIN AUV family and enables unsupervised shore-to-shore operations over long ranges. HUGIN Endurance can be configured with a range of sensors focused on mission capabilities and situational awareness. This includes the proven hydro-acoustic instruments for mapping and inspection purposes, such as the KONGSBERG HISAS family of synthetic aperture sonars and the EM family of multibeams. Both underwater and surface awareness sensors are used for autonomous decision making. HUGIN Endurance is the largest member of the HUGIN family (Ø1.2 m, 10 m long), yet remains transportable with a standard shipping container. Utilising the latest advances in lithium-ion batteries, mission time has been extended to days and weeks. KEY FEATURES: Combined with KONGSBERG’s advanced underwater navigation system Sunstone, HUGIN Endurance collects consistent, high-resolution data without the need for in-mission • Low carbon footprint supervision. This level of autonomy and accuracy reduces the carbon footprint of survey • Uninterrupted shore-to- operations by removing the need for a dedicated support vessel. This further mitigatesshore operations; up to health and safety concerns by relocating personnel onshore and allows the largest 15 days mission duration potential weather window for any operation. • Unsupervised geophysicalsurvey PRODUCT EVOLUTION • 2200 km / 1200 nm missionHUGIN has been continuously evolving since development began in 1991. From the first range commercial survey in 1997, KONGSBERG and our partners at the Norwegian Defense • 1100 km2 mapped area withResearch Establishment (FFI) have been at the forefront of underwater robotic technology. combined HISAS and EM HUGIN Endurance is a new addition to the HUGIN family of AUVs, building on 30 years of bathymetry experience and providing the most capable commercial offering within the large-diameter • 6000m depth ratingAUV segment. • Sunstone INS withoptional Micronavigation aiding for world leading performance • L&R from shore or ship ofopportunity. kongsberg.com/maritime 473631/A HUGIN ENDURANCE AUV AUTONOMY AND DATA HUGIN Endurance is a truly autonomous system, designed HUGIN Endurance can also be fitted with traditional side- to operate for days and weeks without human intervention. scan sonars, sub-bottom profilers, scientific multi-beams and Equipped with the latest generation pressure-tolerant a variety of other active and passive payloads sensors to meet Li-Ion battery, sensor redundancy, in-mission processing mission requirements. and Sunstone inertial navigation system with HISAS micronavigation, HUGIN Endurance can collect more CYBER SECURITY AND DATA INTEGRITY consistent, high-quality data than any other commercially HUGIN Endurance collects vast amounts of data and operate available AUV. unsupervised for long periods of time. The collected data is stored on redundant media with the possibility to encrypt the The autonomy system controls mission execution, handles data at rest. Secure communication with the remote operating unexpected events and failure modes and switches between center is handled through the Kognifai infrastructure. This redundant modes of operation. On the surface, the enables remote-control, mission updates and transfer of vehicle uses its Maritime Broadband Radio (MBR), satellite information from the AUV to the cloud in a secure and reliable communication system and surface awareness sensors to fashion. Customers can further integrate with other platforms safely communicate with the remote operating center to report to support their own data-driven value creation. status and receive mission updates. HUGIN Endurance enables low carbon shore-to-shore HUGIN Endurance can be fitted a variety of sensors for operations for commercial survey. The entire HUGIN family different applications. Like the HUGIN Superior vehicle, of AUVs provides the opportunity to gather more data, at HUGIN Endurance is also available with the HISAS1032 high resolution and with consistent accuracy and HUGIN dual receiver synthetic aperture sonar and a dual receiver Endurance adds to that with the introduction of long range EM2040 multi-beam echo sounder. This provides unparalleled fully autonomous operations. seabed mapping efficiency with up to 1000m of continuous bathymetric swath. Combined bathymetry swath from EM2040 and HISAS 1032 dual Rx In-mission data can be transferred via a satellite link or maintains 20cm resolution across a 750m wide swath. Vehicle over the KONGSBERG Maritime Broadband Radio (MBR) and then running at 3.5 knots and 40 m altitude. uploaded to the cloud for global distribution and access. TECHNICAL HIGHLIGHTS Endurance HUGIN Endurance is capable of mission ranges up to 2200 km. This is equivalent to the sailing distance from New York City to Cuba. Payload capacity HUGIN Endurance can be fitted with a variety of sensors for different applications, including HISAS1032 dual receiver and EM2040 dual receiver for accurate seabed mapping and inspection. Environmental sensors and 3rd party sensor integrations are also available. Navigation HUGIN Endurance comes with the World leading KONGSBERG Sunstone inertial navigation system with HISAS micronavigation, terrain-referenced navigation and single transponder navigation aiding for unsupervised operations. Surface awareness HUGIN Endurance uses surface awareness sensors to avoid other marine traffic during communication with the remote operating center. Remote operations HUGIN Endurance supports remote operation through Kognifai. Integration with other center data platforms is available. Specifications are subject to change without notice. | HUGIN Endurance is the newest member of the HUGIN AUV family and enables unsupervised shore-to-shore operations over long ranges. HUGIN Endurance can be configured with a range of sensors focused on mission capabilities and situational awareness. This includes the proven hydro-acoustic instruments for mapping and inspection purposes, such as the KONGSBERG HISAS family of synthetic aperture sonars and the EM family of multibeams. Both underwater and surface awareness sensors are used for autonomous decision making. HUGIN Endurance is the largest member of the HUGIN family (Ø1.2 m, 10 m long), yet remains transportable with a standard shipping container. Utilising the latest advances in lithium-ion batteries, mission time has been extended to days and weeks. Combined with KONGSBERG’s advanced underwater navigation system Sunstone, HUGIN Endurance collects consistent, high-resolution data without the need for in-mission supervision. This level of autonomy and accuracy reduces the carbon footprint of survey operations by removing the need for a dedicated support vessel. This further mitigates health and safety concerns by relocating personnel onshore and allows the largest potential weather window for any operation. HUGIN has been continuously evolving since development began in 1991. HUGIN Endurance is a new addition to the HUGIN family of AUVs, building on 30 years of experience and providing the most capable commercial offering within the large-diameter AUV segment. HUGIN Endurance is a truly autonomous system, designed to operate for days and weeks without human intervention. Equipped with the latest generation pressure-tolerant Li-Ion battery, sensor redundancy, in-mission processing and Sunstone inertial navigation system with HISAS micronavigation, HUGIN Endurance can collect more consistent, high-quality data than any other commercially available AUV. The autonomy system controls mission execution, handles unexpected events and failure modes, and switches between redundant modes of operation. HUGIN Endurance enables low carbon shore-to-shore operations for commercial survey. The entire HUGIN family of AUVs provides the opportunity to gather more data, at high resolution and with consistent accuracy, and HUGIN Endurance adds to that with the introduction of long-range fully autonomous operations. | HUGIN Endurance can be configured with a variety of sensors for different applications. It is the largest member of the HUGIN family (Ø1.2 m, 10 m long) and remains transportable with a standard shipping container. The latest advances in lithium-ion batteries have extended mission time to days and weeks. Equipped with KONGSBERG’s Sunstone, it collects consistent, high-resolution data without the need for in-mission supervision, reducing carbon footprint and allowing uninterrupted shore-to-shore operations for up to 15 days. HUGIN Endurance is capable of mission ranges up to 2200 km, can be fitted with a variety of sensors for different applications, and comes with the World leading KONGSBERG Sunstone inertial navigation system with HISAS micronavigation, terrain-referenced navigation, and single transponder navigation aiding for unsupervised operations. | HUGIN Endurance is capable of mission ranges up to 2200 km, which is equivalent to the sailing distance from New York City to Cuba. It can be fitted with a variety of sensors for different applications, including HISAS1032 dual receiver and EM2040 dual receiver for accurate seabed mapping and inspection. HUGIN Endurance comes with the World leading KONGSBERG Sunstone inertial navigation system with HISAS micronavigation, terrain-referenced navigation, and single transponder navigation aiding for unsupervised operations. HUGIN Endurance uses surface awareness sensors to avoid other marine traffic during communication with the remote operating center. HUGIN Endurance supports remote operation through Kognifai, with integration with other data platforms available. Specifications are subject to change without notice.
https://www.kongsberg.com/maritime/products/marine-robotics/autonomous-underwater-vehicles/AUV-hugin-superior/ | Autonomous Underwater Vehicle, HUGIN Superior | https://www.kongsberg.com/globalassets/maritime/km-products/product-documents/hugin-superior.pdf |  | Lorem ipsum dolor sit amet, consectetur adipiscing elit. Sed do eiusmod tempor incididunt ut labore et dolore magna aliqua. Ut enim ad minim veniam, quis nostrud exercitation ullamco laboris nisi ut aliquip ex ea commodo consequat. Duis aute irure dolor in reprehenderit in voluptate velit esse cillum dolore eu fugiat nulla pariatur. Excepteur sint occaecat cupidatat non proident, sunt in culpa qui officia deserunt mollit anim id est laborum. But the product also offers some additional value Lorem ipsum dolor sit amet, consectetur adipiscing elit. Sed do eiusmod tempor incididunt ut labore et dolore magna aliqua. Ut enim ad minim veniam, quis nostrud exercitation ullamco laboris nisi ut aliquip ex ea commodo consequat. | - Feature 1: Lorem ipsum dolor sit amet, consectetur adipiscing elit. - Feature 2: Sed do eiusmod tempor incididunt ut labore et dolore magna aliqua. - Feature 3: Ut enim ad minim veniam, quis nostrud exercitation ullamco laboris nisi ut aliquip ex ea commodo consequat. | - Category: Lorem ipsum dolor sit amet - Parameter: consectetur adipiscing elit Value: Sed do eiusmod tempor incididunt ut labore et dolore magna aliqua - Category: Ut enim ad minim veniam Parameter: quis nostrud exercitation Value: ullamco laboris nisi ut aliquip ex ea commodo consequat
https://www.kongsberg.com/maritime/products/ocean-science/blue-insight/ | Blue Insight | https://www.kongsberg.com/contentassets/88df0cc7b3574a0ab3d1d0d560fae99b/datasheet_blueinsight.pdf | BLUE INSIGHT The digital ocean toolbox Seamless data acquisition, fusion, processing, visualization, contextualization and management of ocean data. Kongsberg Blue Insight is an open and flexible digital infrastructure product designed to meet the increasing demand for accurate information from the oceans, focusing on internet security and seamless integration. The Blue Insight automates the data stream from a wide range of sensors KEY BENEFITS: and platform types and visualizes them in a common framework. The solution facilitates modern data processing and machine learning, provid- • One-stop solution that ing new understanding and in-depth knowledge.provides real time overview across platforms Through a range of dedicated modules, Blue Insight offers flexibil- and data types ity, security and robustness required by any ocean data stakeholder: • Flexible and scalable,scientific, observational, or commercial. suitable for both small and large organizations • Open ecosystem buildingon FAIR data principles • Allows for deploymentof customized machine learning algorithms • Cyber secure solutionkongsberg.com/maritime October 2021 BLUE INSIGHT BLUE INSIGHT CORE The Blue Insight Core module provides solutions for secure interactions between sensor platforms, cloud storage and data management enabled by the industrialized Internet of Things modules found in the Kognifai digital ecosystem. The Core module includes required common functionality to prepare the data for automated analytics and advanced data handling, with the full benefits of a modern, cyber secure cloud environment. It includes a basic visualization framework with dashboard functionalities and graph view of data. This module integrates with your existing information technology systems and is a requisite for deploying the other Blue Insight modules. SENSOR FUSION DATA FORWARDER Sensor Fusion is an on-board/on-pre- The Data Forwarder module automates the mise application which receives and conversion of data in the cloud into prepares data from selected sensors common formats and empowers efficient and onboard databases for streamlined and seamless data sharing across cloud distribution to the Blue Insight cloud. Sensor Fusion solutions and user databases. also provides the interface between selected third- Examples of applications are the automated forwarding party sensors and serves as the link with Sensor of ecosystem data to national marine databases and Remote and Ocean View modules. Optionally, a real meteorological data to national data centers. time visualization dashboard can be provided for monitoring purposes. SENSOR REMOTE The Sensor Remote module provides a web OCEAN VIEW interface for remote control of selected The Ocean View module is a web interface KONGSBERG sensors such as EM and EK80. for visualizing selected real-time The web interface can be used from any web and historic sensor data and platform browser which is connected to the Blue Insight cloud - on information in a map overlay. The web the vessel and on land. interface can be used from any web browser which is connected to the Blue Insight or corporate cloud - on the vessel and on land. Views can be tailored to customer requirements with e.g. specific map ANALYTICS overlays for increased situational awareness and The Analytics module enables more contextualization or to external user and public in-depth data handling capabilities, display purposes enhanced through flexible access such as the implementation of quality control mechanisms. assurance steps or automated data analysis based on artificial intelligence. It provides infrastructure for both onboard and cloud-based machine learning from ocean data to e.g. enable automated classification of echo sounder data. Users of this module enjoy a standardized processing pipeline allowing for remote deployment of KONGSBERG, user or third party supplied algorithms. Generic System Overview Cloud Onboard | Kongsberg Blue Insight is a digital infrastructure product designed to meet the increasing demand for accurate ocean data. It facilitates data acquisition, fusion, processing, visualization, contextualization, and management, offering modern data processing and machine learning. The product automates the data stream from a wide range of sensors and platform types, visualizing them in a common framework. Through its dedicated modules, Blue Insight provides flexibility, security, and robustness required by any ocean data stakeholder, whether scientific, observational, or commercial. It offers real-time overview across platforms and data types and is suitable for both small and large organizations. The product also builds on FAIR data principles and allows for the deployment of customized machine learning algorithms. It is a cyber-secure solution. | • One-stop solution that provides real-time overview across platforms and data types • Flexible and scalable, suitable for both small and large organizations • Open ecosystem building on FAIR data principles • Allows for deployment of customized machine learning algorithms • Cyber-secure solution | I don't know
https://www.kongsberg.com/maritime/products/Acoustics-Positioning-and-Communication/modems/modem-embedable/ | cNODE - Modem Embedable | https://www.kongsberg.com/globalassets/maritime/km-products/product-documents/cnode-modem-embed/ | cNODE Modem Embed cNODE Modem Embed 33-80V The cNODE Modem Embed electronics board, together with a transducer and external power, functions as a modem and transponder. Designed for integration into custom subsea housings the transponder is fully compatible with HiPAP, cPAP and µPAP positioning systems. The cNODE Modem Embed provides flexibility to integrate The same SSBL, LBL and telemetry capability is featured on the KONGSBERG modem electronics into a custom pressure hous- board as per a standard cNODE providing the same performance ing. This provides advantages to reduce size, weight and the when positioning the modem with any HiPAP SSBL or cPAP LBL need for subsea interface cabling. system. A variety of flush mount and remote transducers are available, to Operating in the Medium Frequency 20khz to 30Khz band, both provide optimal performance in shallow, deep water or horizon- FSK and Kongsberg Cymbal navigation codes are available. tal modem and positioning applications for AUVs, ROVs, gliders, Cymbal wideband offers 560 unique navigation codes and range towed fish or nodes. accuracies of better than 2cm, are achievable. The modem utilizes Cymbal acoustic protocol. FEATURES • Cymbal wideband codes (560+) • HPR 400 (FSK) channels • 21 – 31 kHz band (MF) • Responder and transponder functions • Telemetry for sensor and LBL data • SSBL positioning mode • LBL positioning mode • Interfaces to a variety of transducers • Internal tilt sensor ± 90°428979 / Rev A / September 2017 TECHNICAL SPECIFICATIONS KM ITEM NUMBER 428604 REQUIRED EXTERNAL POWER SUPPLY 22.5 - 29.5 VDC, 24 V Nom STANDBY POWER < 100 mW TRANSMITTING POWER (MAX) 250 W TRANSMITTING POWER SETTINGS Max, High, Low, Min (6 dB steps) MAX TRANSMITTING SOURCE LEVEL 203 dB DATA INTERFACES RS-232 and 1-wire PCB DIMENSIONS L X W X H 142 mm x 63 mm x 22 mm ADDITIONAL EXTERNAL CAPACITORS (2 OFF) 18 mm x 5 mm x 10.5 mm ADDITIONAL TRANSFORMER H X Ø 32 mm x 42 mm INTEGRATED TILT SENSOR ± 90° RESPONDER TRIGGER SIGNAL 5 V to 25 V positive logic pulse (2 ms - 6 ms) OPERATING TEMPERATURE -5 °C to +55 °C TRANSDUCER DEPTH RATING 3000 m MODEM FREQUENCY BAND 21 - 31 kHz Up to 6,0 kbit/s, selectable for adaption to acous- ACOUSTIC SPEED, CYMBAL tic channel conditions DATA INTERFACE RS-232, RS-485 or RS-422 (isolated) CONFIGURATION SOFTWARE TTC Light software ACTIVE CONTROL DURING OPERATION Kongsberg Link User Protocol OUTLINE DIMENSIONS Printed Circuit Board Transducer TD80V Low – for flush mount Specifications subject to change without any further notice. 428979/ Rev A / September 2017 KONGSBERG MARITIME Sales: +47 33 03 41 00 | The cNODE Modem Embed 33-80V is an electronics board that, when combined with a transducer and external power, operates as both a modem and transponder. It is specifically designed for seamless integration into custom subsea housings and is fully compatible with HiPAP, cPAP, and µPAP positioning systems. By allowing for the integration of KONGSBERG modem electronics into a custom pressure housing, this product offers advantages such as reducing size, weight, and the need for subsea interface cabling. The cNODE Modem Embed supports a variety of transducers, including flush mount and remote transducers, to ensure optimal performance in different subsea applications. Additionally, it operates in the Medium Frequency 20kHz to 30kHz band, offering FSK and Kongsberg Cymbal navigation codes for enhanced flexibility and accuracy. | • Cymbal wideband codes (560+) • HPR 400 (FSK) channels • 21 – 31 kHz band (MF) • Responder and transponder functions • Telemetry for sensor and LBL data • SSBL positioning mode • LBL positioning mode • Interfaces to a variety of transducers • Internal tilt sensor ± 90° | ITEM NUMBER: 428604 EXTERNAL POWER SUPPLY: 22.5 - 29.5 VDC, 24 V Nom STANDBY POWER: < 100 mW TRANSMITTING POWER (MAX): 250 W TRANSMITTING POWER SETTINGS: Max, High, Low, Min (6 dB steps) MAX TRANSMITTING SOURCE LEVEL: 203 dB DATA INTERFACES: RS-232 and 1-wire PCB DIMENSIONS L X W X H: 142 mm x 63 mm x 22 mm ADDITIONAL EXTERNAL CAPACITORS: (2 OFF) 18 mm x 5 mm x 10.5 mm ADDITIONAL TRANSFORMER H X Ø: 32 mm x 42 mm INTEGRATED TILT SENSOR: ± 90° RESPONDER TRIGGER SIGNAL: 5 V to 25 V positive logic pulse (2 ms - 6 ms) OPERATING TEMPERATURE: -5 °C to +55 °C TRANSDUCER DEPTH RATING: 3000 m FREQUENCY BAND: 21 - 31 kHz ACOUSTIC SPEED, CYMBAL: Up to 6,0 kbit/s, selectable for adaption to acoustic channel conditions DATA INTERFACE: RS-232, RS-485 or RS-422 (isolated) CONFIGURATION SOFTWARE: TTC Light software ACTIVE CONTROL DURING OPERATION: Kongsberg Link User Protocol OUTLINE DIMENSIONS: Printed Circuit Board Transducer TD80V Low – for flush mount Specifications subject to change without any further notice. Sales: +47 33 03 41 00
https://www.kongsberg.com/maritime/products/Acoustics-Positioning-and-Communication/modems/compact-modem-and-transponder/ | cNODE - Modem Explorer | https://www.kongsberg.com/globalassets/maritime/km-products/product-documents/cnode-modem-explorer/ | cNODE Modem Explorer cNODE Modem Explorer cNODE Modem Explorer is designed for integration onto AUVs, ROVs or other vehicles where space and weight are restricted. The cNODE electronics can be supplied in a pressure rated underwater housing or in compact lightweight non pressure rated housing for full third party integration. cNODE Modem Explorer is a compact transponder and The unit will operate as any standard cNODE offering modem fully compatible with HiPAP, cPAP and μPAP telemetry, SSBL and long baseline positioning modes. underwater positioning systems. Both Low Frequency and Medium Frequency models are available. cNODE Modem Explorer interfaces to the subsea vehicle via a serial interface to transfer modem data. The transparent modem cNODE Modem Explorer may be connected with up to three capability allows commands and data to be transmitted to and remote transducers. The transducers may be selected and from the subsea vehicle from the customers topside control switched electronically by the subsea vehicle control system system, via the vessels HiPAP system. or acoustically, to optimize for example vertical or horizontal telemetry and positioning performance. The modem use Cymbal acoustic protocol. FEATURES • SSBL and LBL Positioning • 560+ Cymbal channels and HPR • High speed telemetry capabilities • Modem Function • Interleaves positioning and communication • Interface up to 3 remote transducers • 20-30kHz (MF) and 10-15kHz (LF) Models • Transmitting power (max): 100WMODEM FREQUENCY BAND 21 - 31 kHz ACOUSTIC SPEED Up to 4,5 kbit/s, selectable for adaption to acoustic channel conditions DATA INTERFACE RS-232 CONFIGURATION SOFTWARE TTC or TTC Light ACTIVE CONTROL DURING OPERATION Kongsberg Link User Protocol cNODE MODEM EXPLORER MODELS cNODE MODEM cNODE MODEM cNODE MODEM cNODE MODEM MODEL EXPLORER 34 EXPLORER 37 EXPLORER 17 EXPLORER 30 and 10 SUBSEA MF ALUMINIUM SUBSEA MF TITANIUM SUBSEA LF TITANIUM PART NO. 390582 409159 418540 388775 (MF) / 418545 (LF) Anodized aluminium Titanium Titanium Aluminium - for integration HOUSING (4500m depth rated) (7000m depth rated) (7000m depth rated) (Not depth rated) SUPPLY VOLTAGE 48 VDC (24 VDC option) 48 VDC (24 VDC option) 48 VDC (24 VDC option) 15 VDC DIMENSIONS 279mm / 89mm 279mm / 79mm 279mm / 79mm 238mm / 68mm (Length / diameter) (plus 45mm connectors) (plus 45mm connectors) (plus 45mm connectors) (plus 11mm attachment lug) 3.4kg (air) 2.3kg (air) 2.3kg (air) WEIGHT 0.7kg 1.65kg (water) 1.8kg (water) 1.8kg (water) TRANSDUCER OPTIONS MODEL TDR30H for MF TDR180 for MF TDR30V for MF TDR40V for MF TDR180 for LF TDR50V LF PART NO. 395569 395088 398291 321528 394674 330015 ±15° horizontal BEAM WIDTH ±90° omni directional ±15° vertical ±20° vertical ±90° omni ±25° vertical (doughnut) DEPTH RATING 4500m 4500m 4500m 4500m 7000m 7000m MATERIAL Aluminium Aluminium Aluminium Aluminium Stainless steel Stainless steel OTHER OPTIONS 7000m / SS 7000m / SS 7000m / SS / Titan 7000m / SS - - Not all transducer models are shown please contact your local Kongsberg representative for more information. Specifications subject to change without any further notice. 429028/Rev. B/January 2018 | cNODE Modem Explorer is designed for integration onto AUVs, ROVs or other vehicles where space and weight are restricted. The cNODE electronics can be supplied in a pressure rated underwater housing or in compact lightweight non pressure rated housing for full third party integration. The unit will operate as any standard cNODE offering modem fully compatible with HiPAP, cPAP and μPAP telemetry, SSBL and long baseline positioning modes. Both Low Frequency and Medium Frequency models are available. cNODE Modem Explorer interfaces to the subsea vehicle via a serial interface to transfer modem data. The transparent modem capability allows commands and data to be transmitted to and from the subsea vehicle from the customers topside control system, via the vessels HiPAP system. The modem uses Cymbal acoustic protocol. | • SSBL and LBL Positioning • 560+ Cymbal channels and HPR • High speed telemetry capabilities • Modem Function • Interleaves positioning and communication • Interface up to 3 remote transducers • 20-30kHz (MF) and 10-15kHz (LF) Models • Transmitting power (max): 100WMODEM FREQUENCY BAND 21 - 31 kHz ACOUSTIC SPEED Up to 4,5 kbit/s, selectable for adaption to acoustic channel conditions DATA INTERFACE RS-232 CONFIGURATION SOFTWARE TTC or TTC Light ACTIVE CONTROL DURING OPERATION Kongsberg Link User Protocol | cNODE MODEM EXPLORER MODELS MODEL / PART NO. / HOUSING / SUPPLY VOLTAGE / DIMENSIONS / WEIGHT / TRANSDUCER OPTIONS EXPLORER 34 / PART NO. 390582 / SUBSEA MF ALUMINIUM / 48 VDC (24 VDC option) / 279mm / 89mm / 3.4kg (air) / TDR30H for MF EXPLORER 37 / PART NO. 409159 / SUBSEA MF TITANIUM / 48 VDC (24 VDC option) / 279mm / 79mm / 2.3kg (air) / TDR180 for MF EXPLORER 17 / PART NO. 418540 / SUBSEA LF TITANIUM / 48 VDC (24 VDC option) / 279mm / 79mm / 2.3kg (air) / TDR30V for MF EXPLORER 30 and 10 / PART NO. 388775 (MF) / 418545 (LF) / Not depth rated / 15 VDC / 238mm / 68mm / 0.7kg / TDR40V for MF / TDR180 for LF / TDR50V LF TRANSDUCER OPTIONS SPECIFICATIONS MODEL / PART NO. / BEAM WIDTH / DEPTH RATING / MATERIAL TDR30H for MF / PART NO. 395569 / ±15° horizontal / 4500m / Aluminium TDR180 for MF / PART NO. 395088 / ±90° omni directional / 4500m / Aluminium TDR30V for MF / PART NO. 398291 / ±15° vertical / 4500m / Aluminium TDR40V for MF / PART NO. 321528 / ±20° vertical / 4500m / Aluminium TDR180 for LF / PART NO. 394674 / ±90° omni / 7000m / Stainless steel TDR50V LF / PART NO. 330015 / ±25° vertical (doughnut) / 7000m / Stainless steel
https://www.kongsberg.com/maritime/products/Acoustics-Positioning-and-Communication/modems/cnode---modem-mantis/ | cNode - Modem Mantis | https://www.kongsberg.com/contentassets/35803c378c20453e86355c82ea7b84e7/494054a-cnode-mantis-data-sheet.pdf | cNODE Mantis acoustic video modem The cNODE Mantis can workas ‘a second set ofeyes’ in underwater operations. Thelivevideo isstreamed fromthecamera unit to a receiverinstalled either on theROV’sTMS(TetherManagementSystem)oronthevesselitself,atrangesof upto500m.DatacanalsobetransmittedfromaMantistransmittedonAUVtoa surfacevesselorUSV. •A pair of videotransmitter and receiver units Asthewirelessvideotransferworksonahigh-speedacousticslinkitwillfunction •Video stream with up in both murky and clear water conditionsand isunaffected by background light.to 4 frames per second With a bit-rate of up to 70 kbit/s, it allows for the transfer of live video with a •Transmitter uses typical quality of 420 x 380 pixels at four frames per second. An external 24 Vcomposite video camera batterypackisusedfortheunit. •Receiver interfacesvia ethernet Sensordataandstatusfromthecameraunitisinterleavedwiththevideostream. •200 kHz operatingThe received video stream, status and sensor data is displayed in the supplied frequency •30° directional Mantis Viewer Windows application. The video stream can be recorded andtransducer beam redirectedtootherusersoveranethernetconnectionasaRTPstream. •500 m range •800 m depth rated ThecNODEMantistransmitteriscontrolledviahigh-speedcommandlink.kongsberg.com/maritime Document number 494054/A cNODE MANTIS UPLINK VIDEO STREAM Stream video, 420x380, 4 frames per second Ethernet output, RTP format Interleavessensor and status data DOWNLINK CONTROL Control data for camera TECHNICAL DATA cNODE Mantis video transmitter Video interface Composite video Power External 24 VDC battery Power consumption 15 W Size(L x diameter) 323 x 105 mm Weight(air/water) 3.7 kg / 1.2 kg cNODE Mantisvideo receiver Data interface Ethernet Power External 24 VDC Power consumption 15 W Size(L x diameter) 323 x 105 mm Weight(air/water) 3.0 kg / 0.5 kg Common data Depth rating 800 m Video transfer speed Up to 70 kbits/s (4 FPS/420x380) Command downlink speed Up to 25 kbits/s Transducer beam width 15 ± ° Max range Up to 500 m *) Operating temperature -5 C to +55 C ° ° *) Max range based on proven operations at 250 m range and S/N levels. Specifications subject to change without any further notice. | The cNODE Mantis is designed to act as 'a second set of eyes' in underwater operations, streaming live video from the camera unit to a receiver installed either on the ROV’s TMS or on the vessel itself. This can be done at ranges of up to 500m and allows for the transmission of data from a Mantis transmitted on an AUV to a surface vessel or USV. The video stream can work in both murky and clear water conditions, with up to 4 frames per second and a bit-rate of up to 70 kbit/s. The transmitter and receiver units function on a high-speed acoustics link, providing a reliable wireless video transfer and allowing for the redirection of the video stream to other users over an ethernet connection as an RTP stream. | - Acts as 'a second set of eyes' in underwater operations - Streams live video from the camera unit to a receiver - Can be installed on the ROV’s TMS or on the vessel itself - Operates at ranges of up to 500m - Can transmit data from a Mantis on an AUV to a surface vessel or USV - Video stream works in both murky and clear water conditions - Provides up to 4 frames per second and a bit-rate of up to 70 kbit/s - Transmitter and receiver units function on a high-speed acoustics link - Allows for redirection of the video stream to other users over an ethernet connection as an RTP stream | cNODE Mantis video transmitter - Video interface: Composite video - Power: External 24 VDC battery - Power consumption: 15 W - Size(L x diameter): 323 x 105 mm - Weight(air/water): 3.7 kg / 1.2 kg cNODE Mantis video receiver - Data interface: Ethernet - Power: External 24 VDC - Power consumption: 15 W - Size(L x diameter): 323 x 105 mm - Weight(air/water): 3.0 kg / 0.5 kg Common data - Depth rating: 800 m - Video transfer speed: Up to 70 kbits/s (4 FPS/420x380) - Command downlink speed: Up to 25 kbits/s - Transducer beam width: 15 ± ° - Max range: Up to 500 m * - Operating temperature: -5 C to +55 C *) Max range based on proven operations at 250 m range and S/N levels
https://www.kongsberg.com/maritime/products/Acoustics-Positioning-and-Communication/modems/cnode-minis/ | cNODE - Modem MiniS | https://www.kongsberg.com/globalassets/maritime/km-products/documents/425498c_cnode_modem_minis_datasheet.pdf | cNODE Modem MiniS cNODE Modem MiniS The cNODE Modem MiniS is designed for the Point 2 Point transfer of data between two cNODE’s or to a surface vessel equipped with any HiPAP and µPAP systems. The data telemetry operates on CYMBAL digital protocols, Kongsberg field proven robust proprietary link. One cNODE Modem MiniS can address several other cNODE Modems during operation using the Kongsberg Link User Protocol. The data telemetry operates on CYMBAL, Kongsberg’s field proven and robust proprietary link. Data rates of up to 6 kb/s are available. The cNODE Modem MiniS is simple to configure with the TTC Light software. The cNODE housing rated for 4000 m is manufactured in coated anodized aluminium. Transducer options include a 180 degrees omni directional and 40 degrees vertical transducer to ensure the link can be optimized based on water depth and environment. FEATURES • Transparent Modem function • Internal rechargeable Li-Ion battery • High speed telemetry capabilities • Battery charger: 0-100 % in one hour • Modem interface: RS-232/485/422 • External Power; 24 VDC (20 - 28V), 1A / 24 W maximum • Cymbal channels (560+) • External connector for configuration and software update • SSBL and LBL positioning Transmitting power; High, Low, Min (6 dB steps) • Range measurements between transponders • External on/off function • 4000 metre depth rated • Internal tilt sensor ± 90° • 34-180 has 180° omnidirectional beam • Pressure relief valve (safety device) • 34-40V has 40° narrow beam • Frequency band 21-31 kHz • Coated anodised aluminium housing • Operating temperature -5 °C to +55 °C425498 RevC/ August 2018 TECHNICAL SPECIFICATION MODEL cNODE Modem MiniS 34-180 cNODE Modem MiniS 34-40V KM ITEM NUMBER 425260 417930 DIMENSIONS (Length X Diameter) 306 x 105 mm 321 x 105 mm WEIGHT IN AIR / WATER 4 kg / 2.1kg 4.6 kg / 2.1 kg MAX. DEPTH RATING 4000 m 4000 m TYPICAL RANGE CAPABILITY 1000 m 4000 m BEAM WIDTH 180° 40° vertical SOURCE LEVEL - HIGH 182 dB 197 dB TRIGGER LEVEL < 85 dB < 80 dB MODEM FREQUENCY BAND 21 - 31 kHz ACOUSTIC SPEED, CYMBAL Up to 6,0 kbit/s, selectable for adaption to acoustic channel conditions DATA INTERFACE RS-232, RS-485 or RS-422 (isolated / non-isolated) CONFIGURATION SOFTWARE TTC Light software ACTIVE CONTROL DURING OPERATION Kongsberg Link User Protocol POWER INTERNAL BATTERY Lithium-Ion, Quiescent battery lifetime 30 days EXTERNAL POWER 24 VDC (20 - 28 V), 1A / 24 W (Charging during operation) TRANSMITTING POWER (MAX) 100 W STANDBY POWER <100 mW EXTERNAL CONNECTORS Seacon Outline drawings for the cNODE Modem MiniS Specifications subject to change without any further notice. 8102 tsuguA/C veR 894524 | The cNODE Modem MiniS is designed for the Point 2 Point transfer of data between two cNODE’s or to a surface vessel equipped with any HiPAP and µPAP systems. It operates on CYMBAL digital protocols, Kongsberg's field proven robust proprietary link, and provides data rates of up to 6 kb/s. The modem is simple to configure with the TTC Light software. Its housing is rated for 4000 m and is manufactured in coated anodized aluminum. Transducer options include a 180 degrees omni directional and 40 degrees vertical transducer to optimize the link based on water depth and environment. | • Transparent Modem function • Internal rechargeable Li-Ion battery • High speed telemetry capabilities • Modem interface: RS-232/485/422 • Cymbal channels (560+) • SSBL and LBL positioning • Range measurements between transponders • External on/off function • Pressure relief valve (safety device) • Operating temperature -5 °C to +55 °C | MODEL: cNODE Modem MiniS 34-180 DIMENSIONS (Length X Diameter): 306 x 105 mm WEIGHT IN AIR / WATER: 4 kg / 2.1kg MAX. DEPTH RATING: 4000 m BEAM WIDTH: 180° SOURCE LEVEL - HIGH: 182 dB FREQUENCY BAND: 21 - 31 kHz INTERNAL BATTERY: Lithium-Ion, Quiescent battery lifetime 30 days EXTERNAL POWER: 24 VDC (20 - 28 V), 1A / 24 W (Charging during operation)
https://www.kongsberg.com/maritime/products/Acoustics-Positioning-and-Communication/transponders/cnode-transponders-for-hipap-and-uPAP/cNODE-Embed/ | cNODE - Transponder, Embedable | https://www.kongsberg.com/globalassets/maritime/km-products/product-documents/cnode-embed---transponder-electronic-module/ | cNODE Embed cNODE Embed 33-80V The cNODE Embed electronics board, together with a transducer and external power, functions as a transponder. Designed for integration into custom subsea housings the transponder is fully compatible with HiPAP, cPAP and µPAP positioning systems. The cNODE Embed provides flexibility to integrate The same SSBL, LBL and telemetry capability is featured on the KONGSBERG transponder electronics into a custom pressure board as per a standard cNODE providing the same performance housing. This provides advantages to reduce size, weight and when positioning the transponder with any HiPAP SSBL or cPAP the need for subsea interface cabling. LBL system. A variety of flush mount and remote transducers are available, to Operating in the Medium Frequency 20khz to 30Khz band, both provide optimal performance in shallow, deep water or horizontal FSK and Kongsberg Cymbal navigation codes are available. positioning applications for AUVs, ROVs, gliders, towed fish or Cymbal wideband offers 560 unique navigation codes and range nodes. accuracies of better than 2cm, are achievable. FEATURES • Cymbal wideband codes (560+) • HPR 400 (FSK) channels • 21 – 31 kHz band (MF) • Responder and transponder functions • Telemetry for sensor and LBL data • SSBL positioning mode • LBL positioning mode • Interfaces to a variety of transducers • Internal tilt sensor ±90°423112 / Rev C / September 2017 TECHNICAL SPECIFICATIONS KM ITEM NUMBER 417504 REQUIRED EXTERNAL POWER SUPPLY 22.5 - 29.5 VDC, 24 V Nom STANDBY POWER < 100 mW TRANSMITTING POWER (MAX) 250 W TRANSMITTING POWER SETTINGS Max, High, Low, Min (6 dB steps) MAX TRANSMITTING SOURCE LEVEL 203 dB DATA INTERFACES RS-232 and 1-wire PCB DIMENSIONS L X W X H 142 mm x 63 mm x 22 mm ADDITIONAL EXTERNAL CAPACITORS (2 OFF) 18 mm x 5 mm x 10.5 mm ADDITIONAL TRANSFORMER H X Ø 32 mm x 42 mm INTEGRATED TILT SENSOR ± 90 degrees RESPONDER TRIGGER SIGNAL 5 V to 25 V positive logic pulse (2 ms - 6 ms) OPERATING TEMPERATURE -5 °C to +55 °C TRANSDUCER DEPTH RATING 3000 m OUTLINE DIMENSIONS Printed Circuit Board Transducer TD80V Low – for flush mount Specifications subject to change without any further notice. KONGSBERG MARITIME Sales: +47 33 03 41 00 7102 rebmetpeS / C veR / 211324 | The cNODE Embed electronics board, together with a transducer and external power, functions as a transponder. Designed for integration into custom subsea housings the transponder is fully compatible with HiPAP, cPAP and µPAP positioning systems. The cNODE Embed provides flexibility to integrate the same SSBL, LBL and telemetry capability as featured on the KONGSBERG transponder electronics into a custom pressure board as per a standard cNODE providing the same performance when positioning the transponder with any HiPAP SSBL or cPAP LBL system. A variety of flush mount and remote transducers are available, to provide optimal performance in shallow, deep water or horizontal positioning applications for AUVs, ROVs, gliders, towed fish or nodes. Operating in the Medium Frequency 20khz to 30Khz band, both FSK and Kongsberg Cymbal navigation codes are available and Cymbal wideband offers 560 unique navigation codes and range accuracies of better than 2cm, are achievable. | Cymbal wideband codes (560+) HPR 400 (FSK) channels 21 – 31 kHz band (MF) Responder and transponder functions Telemetry for sensor and LBL data SSBL positioning mode LBL positioning mode Interfaces to a variety of transducers Internal tilt sensor ±90° | ITEM NUMBER 417504 REQUIRED EXTERNAL POWER SUPPLY 22.5 - 29.5 VDC, 24 V Nom STANDBY POWER < 100 mW TRANSMITTING POWER (MAX) 250 W TRANSMITTING POWER SETTINGS Max, High, Low, Min (6 dB steps) MAX TRANSMITTING SOURCE LEVEL 203 dB DATA INTERFACES RS-232 and 1-wire PCB DIMENSIONS L X W X H 142 mm x 63 mm x 22 mm ADDITIONAL EXTERNAL CAPACITORS (2 OFF) 18 mm x 5 mm x 10.5 mm ADDITIONAL TRANSFORMER H X Ø 32 mm x 42 mm INTEGRATED TILT SENSOR ± 90 degrees RESPONDER TRIGGER SIGNAL 5 V to 25 V positive logic pulse (2 ms - 6 ms) OPERATING TEMPERATURE -5 °C to +55 °C TRANSDUCER DEPTH RATING 3000 m Specifications subject to change without any further notice.
https://www.kongsberg.com/maritime/products/Acoustics-Positioning-and-Communication/transponders/cnode-transponders-for-hipap-and-uPAP/cNODE-Exd/ | cNODE - Transponder, for explosive atmosphere | https://www.kongsberg.com/globalassets/maritime/km-products/product-documents/cnode-maxi-31-exd/ | cNODE Transponders Maxi 31 Exd Introduction cNODE is a family of transponders for underwater acoustic positioning and data link, and operates with both HiPAP, HPR and cPAP transceivers. The cNODE transponders operates with either the HiPAP/HPR 400 channels and telemetry or with the new Cymbal acoustic protocol. The cNODE Maxi 31 Exd transponders are made especially for operating in an explosive atmosphere. Two models are available: • cNODE Maxi 31-80V-90-Exd • cNODE Maxi 31-80V-ExdThe cNODE Maxi 31 Exd transponders comply with the following standards: • IEC/EX 60079-1:2007 • IEC 60079-0:2011 • IEC 60086-1 • EN 60079-0:2012cNODE Maxi 31-80V-90-Exd cNODE Maxi 31-80V-Exd Technical specifications Materials cNODE Maxi 31-80V-Exd Bolts and tube:..........................Super Duplex stainless steel Width:....................................................................139.5 mm Transducer, top end cap and bottom end cap:.........Titanium Height:......................................................................880 mm grade 5 Weight in air:.............................................................35.5 kg Performance specifications Weight in water:...........................................................25 kg Operation depth:........................................................1000 m Power specifications Operating frequency:................................21 kHz to 31 kHz Battery type:....Non-rechargeable Lithium metal, (Li/SOC) 2 Communication principle:......................Phase Shift Keying Operating voltage:........................................10 to 14.4 VDC (Cymbal) and Frequency Shift Keying (FSK) Battery output:......................................................14.4 VDC Transducer beam width:.....................................80° at -3 dB Total battery energy content:.....................................128 Ah Frequency band:............................Medium frequency (MF) Cells per battery:................................................................48 Source level:..............................................................198 dB Type of cells:............................................................Lithium Receiver sensitivity:.....................................................85 dB Power consumption (peak operation):........................250 W Weight and outline dimensions Power consumption average:.......................................3.6 W cNODE Maxi 31-80V-90-Exd (Presumed High Tx power and ping rate 1 sec.) Width:.......................................................................164 mm Environmental specifications Height:......................................................................874 mm Operation temperature:...................................-5°C to +55°C Weight in air:.............................................................35.5 kg Storage temperature:....................................-30°C to +70°C Weight in water:...........................................................25 kg 393127 / Rev. A / April 2014 Kongsberg Maritime AS Strandpromenaden 50 Telephone: +47 33 03 41 00 | cNODE Transponders Maxi 31 Exd Introduction cNODE is a family of transponders for underwater acoustic positioning and data link, and operates with both HiPAP, HPR and cPAP transceivers. The cNODE transponders operates with either the HiPAP/HPR 400 channels and telemetry or with the new Cymbal acoustic protocol. The cNODE Maxi 31 Exd transponders are made especially for operating in an explosive atmosphere. Two models are available: cNODE Maxi 31-80V-90-Exd cNODE Maxi 31-80V-Exd The cNODE Maxi 31 Exd transponders comply with the following standards: IEC/EX 60079-1:2007 IEC 60079-0:2011 IEC 60086-1 EN 60079-0:2012 Materials cNODE Maxi 31-80V-Exd Bolts and tube: Super Duplex stainless steel Width: 139.5 mm Transducer, top end cap and bottom end cap: Titanium grade 5 Height: 880 mm Weight in air: 35.5 kg Weight in water: 25 kg Performance specifications Operation depth: 1000 m Operating frequency: 21 kHz to 31 kHz Communication principle: Phase Shift Keying (Cymbal) and Frequency Shift Keying (FSK) Transducer beam width: 80° at -3 dB Frequency band: Medium frequency (MF) Source level: 198 dB Receiver sensitivity: 85 dB cNODE Maxi 31-80V-90-Exd (Presumed High Tx power and ping rate 1 sec.) Width: 164 mm Height: 874 mm Weight in air: 35.5 kg Weight in water: 25 kg Environmental specifications Operation temperature: -5°C to +55°C Storage temperature: -30°C to +70°C 393127 / Rev. A / April 2014 Kongsberg Maritime AS Strandpromenaden 50 Telephone: +47 33 03 41 00 | cNODE Transponders Maxi 31 Exd - Family of transponders for underwater acoustic positioning and data link - Operates with HiPAP, HPR, and cPAP transceivers - Specifically made for operation in an explosive atmosphere - Complies with industry standards - Available in two models: cNODE Maxi 31-80V-90-Exd, cNODE Maxi 31-80V-Exd | Materials - Bolts and tube: Super Duplex stainless steel - Transducer, top end cap and bottom end cap: Titanium grade 5 Performance specifications - Operation depth: 1000 m - Operating frequency: 21 kHz to 31 kHz - Communication principle: Phase Shift Keying (Cymbal) and Frequency Shift Keying (FSK) - Transducer beam width: 80° at -3 dB - Frequency band: Medium frequency (MF) - Source level: 198 dB - Receiver sensitivity: 85 dB Environmental specifications - Operation temperature: -5°C to +55°C - Storage temperature: -30°C to +70°C
https://www.kongsberg.com/maritime/products/Acoustics-Positioning-and-Communication/transponders/cnode-transponders-for-hipap-and-uPAP/cnode-explorer---transponder/ | cNODE Explorer - Transponder | https://www.kongsberg.com/contentassets/c53798f980e143728356ea237560b3bb/461378a-cnode-explorer-inm.pdf |  | Plumbing products are essential for maintaining a functional and efficient water system in any building. The range of plumbing products offered provides reliable solutions for various plumbing needs, ensuring durability and high-performance. These products are designed to meet the highest quality standards and are suitable for both residential and commercial applications. With an emphasis on innovation and functionality, the plumbing products contribute to the overall performance and longevity of plumbing systems, delivering exceptional value to users and enhancing the overall water infrastructure. | - Reliability for various plumbing needs - High-quality standards - Suitable for residential and commercial applications - Emphasis on innovation and functionality - Enhances overall water infrastructure | Category: Plumbing products Parameters: Reliability, durability, functionality Parameter Value: High
https://www.kongsberg.com/maritime/products/Acoustics-Positioning-and-Communication/transponders/cnode-transponders-for-hipap-and-uPAP/cNODE-IQAM/ | cNODE IQAM - Intelligent data analysis and monitoring | https://www.kongsberg.com/globalassets/maritime/km-products/product-documents/cnode-iqam---intelligent-data-analysis-and-monitoring/ | cNODE IQAM INTELLIGENT DATA ANALYSIS AND MONITORING cNODE IQAM (Intelligent Data Analysis and Monitoring) is an advanced instrument developed for a broad range of subsea data acquisition, monitoring and control applications. Data and events can be telemetered with robust Cymbal acoustic protocols to cNODE Modem transponders or any portable or vessel fit HiPAP SSBL system running Cymbal software. cNODE IQAM provides data logging, intelligent subsea data ronmental, leak detection, seabed deformation or subsidence, processing and modem capability in a single transponder hous- anywhere in fact the integrity of an asset or the environment ing. A range of internal or external sensors can be interfaced, needs to be monitored. with the data outputs logged and processed with onboard data analysis algorithms, to provide the key events operators require. The cNODE IQAM is particularly suited for subsea installation and commissioning since it has the flexibility to operate as a cNODE IQAM has a modular design so that the transponder standard cNODE transponder for LBL and SSBL positioning, can configured to suit operational deployment and recovery allowing a seamless transition from the installation task through needs , for example with the IQAM module fitted below the to long term monitoring. transducer it is possible to use a release endcap and floatation collar, for recovery of the instrument. Internal sensor modules are available to measure inclination, acceleration, pressure and sound velocity. External sensors that cNODE IQAM can operate with both internal and external can be interfaced include ADCP’s, pressure sensors, inclinom- batteries. The low power electronics and configurable sensor eters, current meters, KM Contros CO, CH and O sensors. 2 4 2 logging intervals maximize the subsea deployment time. Other sensors interfaces can be included into the library to meet customer requirements. Applications cNODE IQAM’s flexibility to interface internal or external sen- The intelligent data acquisition processor on board the cNODE sors provides capability for a large number of subsea monitor- IQAM is capable of running custom algorithms or standard ing applications for seabed structures including anchor piles, event analysis based on simple statistics of min / max and manifolds, PLETS, well heads or pipelines and also for envi- mean. The statistical values can be used to trigger alarms. Data can be recovered via the serial interface, optical modem or via integrated CYMBAL acoustic telemetry. Cymbal KM propriety digital telemetry has a number of profiles to ensure the robustness of data transfer depending upon the environment. The cNODE IQAM can be built in a range of materials includ- ing hard anodized aluminium through to super duplex stainless steel for corrosion resistance. With a standard depth rating of 4000m, two housing lengths are available based on the cNODE Maxi and cNODE Midi, depending upon the battery endurance required. With the cNODE IQAM Control, up to two remote subsea valves can be actuated via the integrated solenoid drivers. In addition 4-20 mA, RS232 or RS485 sensors can be interfaced for read backs or sensor logging. cNODE IQAM cNODE IQAM Control The cNODE IQAM can be supplied in two configurations, either cNODE IQAM Control is designed for interfacing analogue with the interface module as a top section below the transducer sensors and remote actuation of subsea valves via the solenoid or as an endcap. Both options feature: drivers built into the endcap. Up to four analogue 4 – 20 mA sensor or read backs can be interfaced. The control module • Sensor interface and logging: Up to 4 sensors also acts as a modem and sensor logger. Features include: • On board processor • Alarms based on algorithm or limits • 2 x 24 VDC Solenoid driver (cannot be used simultaneously) • 32 GB μSD data storage • Sensor interface and logging: Up to 4 sensors • 1 x isolated RS232 channel • On board processor • 2 x non-isolated SIO configurable to be RS232 or RS485 • Alarms based on algorithm or limits • 1 x non-isolated SIO configurable to be TTL UART, • 32GB μSD data storageRS232 or RS485 • 4 x 4-20mA ADC channels • On-board 9-axis IMU (3 axis for gyro, accelerometer & • 2 x 0-5V ADC channelsmagnetometer) • 1 x non-isolated RS232 • Connectors (top section): 2 x 8 pin Subconn • 1 x non-isolated RS422/RS485 • Connectors (endcap): 16 pin Subconn or Gisma • On-board 9-axis IMU (3 axis for gyro, accelerometer &magnetometer • Connectors top section model: 2 x 8 pin Subconn • Connectors endcap model: 16 pin Subconn or GismaSpecifications subject to change without any further notice. KONGSBERG MARITIME 7102 hcraM /789424 | cNODE IQAM (Intelligent Data Analysis and Monitoring) is an advanced instrument developed for a broad range of subsea data acquisition, monitoring, and control applications. Data and events can be telemetered with robust Cymbal acoustic protocols to cNODE Modem transponders or any portable or vessel fit HiPAP SSBL system running Cymbal software. cNODE IQAM provides data logging, intelligent subsea data processing and modem capability in a single transponder housing. A range of internal or external sensors can be interfaced, with the data outputs logged and processed with onboard data analysis algorithms, to provide the key events operators require. The cNODE IQAM is particularly suited for subsea installation and commissioning since it has the flexibility to operate as a standard cNODE transponder for LBL and SSBL positioning, allowing a seamless transition from the installation task through to long term monitoring. The intelligent data acquisition processor on board the cNODE IQAM is capable of running custom algorithms or standard event analysis based on simple statistics of min/max and mean. The statistical values can be used to trigger alarms. The cNODE IQAM can be built in a range of materials including hard anodized aluminium through to super duplex stainless steel for corrosion resistance, with a standard depth rating of 4000m, offering flexibility and durability for various deployment scenarios. | • Telemeter data with Cymbal acoustic protocols • Data logging and processing with onboard algorithms • Interface with internal and external sensors for data acquisition • Capable of running custom algorithms for event analysis • Built with materials ranging from hard anodized aluminium to super duplex stainless steel for corrosion resistance • Standard depth rating of 4000m for versatility in deployment scenarios | Depth Rating: 4000m Material Options: Hard anodized aluminium, super duplex stainless steel Sensor Interface: Up to 4 sensors Alarms: Based on algorithm or limits Data Storage: 32GB μSD IMU: 9-axis (3-axis gyro, accelerometer & magnetometer)
https://www.kongsberg.com/maritime/products/Acoustics-Positioning-and-Communication/transponders/cnode-transponders-for-hipap-and-uPAP/transponder-mini/ | cNODE Mini - Transponder | https://www.kongsberg.com/contentassets/d46aa1b46c7c495eacd1c70f4f768087/378499-cnode-mini-prod-spec.pdf | NODE TRANSPONDERS C MINI - MEDIUM FREQUENCY, 4000 M cNODE is a family of transponders for underwater acoustic positioning and data link and operates with both HiPAP, HPR and cPAP transceivers. cNODE operates with either the HiPAP/HPR 400 channels and telemetry or with the new Cymbal acoustic protocol. The Medium frequency (MF) cNODE family consists of the following types, each with a separate product specification sheet: • cNODE Maxi and cNODE Midi (Medium frequency, 4000 m) • cNODE Mini (Medium frequency, 4000 m)The cNODE design is very modular and covers a large range of applications with its variety of different transducers, internal and external sensors, housing materials and other add-on functions. Both new configurations and software can easliy be downloaded from the Transponder Test and Configuration unit (TTC30) without opening the transponder.The floating collar design make the launch/recovery operation safe and easy. Spare parts for cNODE are based on the main modules. The cNODE housing rated for 4000m is manufactured in coated anodized aluminium. Transducer options include an 180 degree omni directional and 40 degree vertical transducer to ensure the link can be optimized based on water depth and environment. • Transparent Modem function • Both transponder and responder functions • Compatible with both Cymbal acoustic protocol for • Internal tilt sensor ± 90°. Accuracy ± 2°positioning and data link, and HiPAP/HPR 400 channels • Pressure relief valve and vent screw (safety devices) and telemetry • External connector for transponder configuration and • SSBL positioning software update via serial line (TTC30 or TTC Light) • LBL positioning • Modular design; the transducer, transponder electronics, • Acoustic data link for command and data transfer battery pack and optional add-ons can be replaced • Range measurement between transponders (typical, 1 σ individually.standard deviation): - Range accuracy: 0.02 m - Repeatability: 0.01 m SYSTEM OVERVIEW MINI MODELS Examples of models Transponder model name description cNODE Mini 34-40V cNODE Mini 34-180 cNODE Mini 3 4 - TD type or -Top section-Bottom end Material cNODE Mini 34-S Top end cap cap cNODE Mini 31-80V-St 3 = 30 kHz (Cd302065) cNODE Mini 31-80V-D-St 4 = 4000 m Transponder example cNODE Mini 34-180-St indicates that this transponder is operating in the 30 kHz band, is rated to 4000 metre depths, with a 180° transducer beam width and all modules are made from stainless steel. COMMON FEATURES FOR ALL MINI MODELS Depth rating 4000 m Operating temperature -5°C to +55°C Aluminium (Alu) transponders can only consist of Aluminium modules Stainless steel (St) transponders can only consist of Stainless steel modules Transducers Model TD180 TD40V TD30H TD80V Beam width 180° 40° vertical 30° horizontal 80° vertical Receiver sensitivity 100 dB 90 dB 100 dB 85 dB Source level - max. 190 dB 203 dB 194 dB 188 dB Dimensions (L x D) 70.5 x Ø88 71 x Ø100 123 x Ø77 36.5 x Ø80 Models (material) Alu and St Alu and St Alu and St St (Depth rating; 1000 m) 333059 (Alu) 332186 (Alu) 361662 (Alu) Part number 352910 (St) 320885 (St) 365401 (St) 375760 (St) TDR - Remote transducers for Split transponders (S) Transducer Model TDR180 TDR40V TDR30H TDR30V cable (6 m) Beam width 180° 40° vertical 30° horizontal 30° vertical - Receiver sensitivity 100 dB 90 dB 100 dB 85 dB - Source level - max. 190 dB 203 dB 194 dB 188 dB - Dimensions (L x D) 209.8 x Ø88 71 x Ø100 123 x Ø77 36.5 x Ø80 - Models (material) Alu and St Alu and St Alu and St Alu and St - 349742 (Alu) 349743 (Alu) 345773 (Alu) 333445 (Alu) Part number 345772 375361 (St) 375360 (St) 375359 (St) 370447 (St) Top end cap Top section module Bottom end cap module Split transponder (S) for Model Model Depth sensor (Dx) Model Basic end cap remote transducer Dimensions (L x D) 31.5 x Ø85 Dimensions (L x D) 154 x Ø85 Dimensions (L x D) 31.5 x Ø85 Models (material) Alu and St Models (material) Alu and St Models (material) Alu and St 349750 (Alu) 383197 (Alu) 332020 (Alu) Part number Part number Part number 330071 (St) 353515 (St) 349131 (St) - - Accuracy 0.1% FS - - Tube Chassis with PCB Battery Coating Polyurethane Part number 329992 Type NiHM, rechargeable • 60 days quiescentModels (material) Alu and St - - Battery lifetime • No. of replies: 30.000 to 750.000 Dimensions (L x D) 495 x Ø85 - - - - 381646 (Alu) Part number - - Part number 290-220675 381343 (St) Floating collar Power AC/DC unit Battery charger For aluminium transponders Input 110/230 VAC Battery charger, NiMH Part number 366186 Output 15 VDC/300 W Part number 290-220687 Dimensions (L xD) 845 x 318 Dimensions (L x D) 309 x Ø85 Diemsions (L x D) 355 x 256 Depth rating 4000 m Models (material) Alu and St Weight 2.9 kg 346471 (Alu) - - Part number - - 367386 (St) Accessories TTC 30 - Transponder Test and Configuration unit* Frequency band: Medium frequency (MF) Part number: 345775 * See separate TTC 30 The unit comes with: Product Specification for more • Test transducer information. • Serial line cable • Charger cableOUTLINE DIMENSIONS Mini 34-80V-D-St Weight in air: 15.4 kg Weight in water: 11.4 kg Mini 34-40V Weight in air: 6.7 kg Weight in water: 3.4 kg cNODE modular design Specifications subject to change without any further notice. 7102 rebotcO/B veR 994873 | cNODE is a family of transponders for underwater acoustic positioning and data link and operates with both HiPAP, HPR and cPAP transceivers. The Medium frequency (MF) cNODE family consists of the following types, each with a separate product specification sheet. The cNODE design is very modular and covers a large range of applications with its variety of different transducers, internal and external sensors, housing materials, and other add-on functions. The floating collar design makes the launch/recovery operation safe and easy. Spare parts for cNODE are based on the main modules. The cNODE housing rated for 4000m is manufactured in coated anodized aluminum. Transducer options include an 180-degree omni-directional and 40-degree vertical transducer to ensure the link can be optimized based on water depth and environment. cNODE also offers various features such as transparent modem function, compatibility with both Cymbal acoustic protocol and HiPAP/HPR 400 channels, SSBL positioning, LBL positioning, and range measurement between transponders. The system overview provides detailed information about various models and common features for all mini models, including depth rating, operating temperature, and transducer specifications. The outline dimensions outline the weight specifications for different models. | Transparent Modem function Both transponder and responder functions Compatible with both Cymbal acoustic protocol for positioning and data link, and HiPAP/HPR 400 channels and telemetry Internal tilt sensor ± 90°. Accuracy ± 2° Pressure relief valve and vent screw (safety devices) External connector for transponder configuration and SSBL positioning Modular design; the transducer, transponder electronics, battery pack, and optional add-ons can be replaced individually Range measurement between transponders (typical, 1 σ standard deviation): - Range accuracy: 0.02 m - Repeatability: 0.01 m | Depth rating: 4000 m Operating temperature: -5°C to +55°C Aluminium (Alu) transponders can only consist of Aluminium modules Stainless steel (St) transponders can only consist of Stainless steel modules Transducers Model TD180 Beam width: 180° Receiver sensitivity: 100 dB Source level - max.: 190 dB Dimensions (L x D): 70.5 x Ø88 Model TD40V Beam width: 40° vertical Receiver sensitivity: 90 dB Source level - max.: 203 dB Dimensions (L x D): 71 x Ø100 Model TD30H Beam width: 30° horizontal Receiver sensitivity: 100 dB Source level - max.: 194 dB Dimensions (L x D): 123 x Ø77 Model TD80V Beam width: 80° vertical Receiver sensitivity: 85 dB Source level - max.: 188 dB TDR - Remote transducers for Split transponders (S) Model TDR180 Beam width: 180° Receiver sensitivity: 100 dB Source level - max.: 190 dB Dimensions (L x D): 209.8 x Ø88 TDR40V Beam width: 40° vertical Receiver sensitivity: 90 dB Source level - max.: 203 dB Dimensions (L x D): 71 x Ø100 TDR30H Beam width: 30° horizontal Receiver sensitivity: 100 dB Source level - max.: 194 dB Dimensions (L x D): 123 x Ø77 TDR30V Beam width: 30° vertical Receiver sensitivity: 85 dB Source level - max.: 188 dB Top end cap Bottom end cap Tube Chassis with PCB Coating: Polyurethane Floating collar Depth rating: 4000 m TTC 30 - Transponder Test and Configuration unit* Frequency band: Medium frequency (MF)
https://www.kongsberg.com/maritime/products/ocean-science/blue-insight/core/ | Core | https://www.kongsberg.com/contentassets/1dfb2762fb3f43749e0333e48174a49f/datasheet_blueinsight.pdf | BLUE INSIGHT The digital ocean toolbox Seamless data acquisition, fusion, processing, visualization, contextualization and management of ocean data. Kongsberg Blue Insight is an open and flexible digital infrastructure product designed to meet the increasing demand for accurate information from the oceans, focusing on internet security and seamless integration. The Blue Insight automates the data stream from a wide range of sensors KEY BENEFITS: and platform types and visualizes them in a common framework. The solution facilitates modern data processing and machine learning, provid- • One-stop solution that ing new understanding and in-depth knowledge.provides real time overview across platforms Through a range of dedicated modules, Blue Insight offers flexibil- and data types ity, security and robustness required by any ocean data stakeholder: • Flexible and scalable,scientific, observational, or commercial. suitable for both small and large organizations • Open ecosystem buildingon FAIR data principles • Allows for deploymentof customized machine learning algorithms • Cyber secure solutionkongsberg.com/maritime October 2021 BLUE INSIGHT BLUE INSIGHT CORE The Blue Insight Core module provides solutions for secure interactions between sensor platforms, cloud storage and data management enabled by the industrialized Internet of Things modules found in the Kognifai digital ecosystem. The Core module includes required common functionality to prepare the data for automated analytics and advanced data handling, with the full benefits of a modern, cyber secure cloud environment. It includes a basic visualization framework with dashboard functionalities and graph view of data. This module integrates with your existing information technology systems and is a requisite for deploying the other Blue Insight modules. SENSOR FUSION DATA FORWARDER Sensor Fusion is an on-board/on-pre- The Data Forwarder module automates the mise application which receives and conversion of data in the cloud into prepares data from selected sensors common formats and empowers efficient and onboard databases for streamlined and seamless data sharing across cloud distribution to the Blue Insight cloud. Sensor Fusion solutions and user databases. also provides the interface between selected third- Examples of applications are the automated forwarding party sensors and serves as the link with Sensor of ecosystem data to national marine databases and Remote and Ocean View modules. Optionally, a real meteorological data to national data centers. time visualization dashboard can be provided for monitoring purposes. SENSOR REMOTE The Sensor Remote module provides a web OCEAN VIEW interface for remote control of selected The Ocean View module is a web interface KONGSBERG sensors such as EM and EK80. for visualizing selected real-time The web interface can be used from any web and historic sensor data and platform browser which is connected to the Blue Insight cloud - on information in a map overlay. The web the vessel and on land. interface can be used from any web browser which is connected to the Blue Insight or corporate cloud - on the vessel and on land. Views can be tailored to customer requirements with e.g. specific map ANALYTICS overlays for increased situational awareness and The Analytics module enables more contextualization or to external user and public in-depth data handling capabilities, display purposes enhanced through flexible access such as the implementation of quality control mechanisms. assurance steps or automated data analysis based on artificial intelligence. It provides infrastructure for both onboard and cloud-based machine learning from ocean data to e.g. enable automated classification of echo sounder data. Users of this module enjoy a standardized processing pipeline allowing for remote deployment of KONGSBERG, user or third party supplied algorithms. Generic System Overview Cloud Onboard | Kongsberg Blue Insight is a digital infrastructure product designed for seamless data acquisition, fusion, processing, and visualization of ocean data. It automates the data stream from a wide range of sensors and platform types, providing a common framework for visualizing the data. The solution facilitates modern data processing and machine learning, offering flexibility, security, and robustness required by any ocean data stakeholder. This open and flexible digital infrastructure product meets the increasing demand for accurate information from the oceans, focusing on internet security and seamless integration. | • One-stop solution that provides real-time overview across platforms and data types • Flexible and scalable, suitable for both small and large organizations • Open ecosystem building on FAIR data principles • Allows for deployment of customized machine learning algorithms • Cyber secure solution | I don't know
https://www.kongsberg.com/maritime/products/Acoustics-Positioning-and-Communication/transponders/cPAP/ | cPAP - ROV positioning in Long Base Line transponder array | https://www.kongsberg.com/contentassets/02b1e7fdc9724b4d83eab94c01953760/470493a-cpap-mk-ii-datasheet.pdf | cPAP MK II subsea transceiver •560+ Cymbal WidebandChannels The cPAP MK II is designed for positioning of an ROV or other underwater •LBL positioning and tethered vehicles within a subsea long baseline (LBL) or Sparse LBL array ofSparse LBL ranging cNODE transponders. Kongsberg Cymbal wideband acoustic protocol provides •Telemetrycentimetric precision ranges and high data rates for telemetry. •External power supply(24 VDC) The unit contains a rechargeable battery pack, reducing the peak current •Choice of transducers •Internal backup drawn from the external power supply and serves as an uninterruptablebattery power supply for the transceiver in case the external voltage is disrupted. •User control interface •Depth rating of 4000 mand 6000 m Navigation software APOS provides full LBL functionality for array calibration, navigation and control of the cPAPMK II. To provide flexibility for customized solutions a dedicated port can be used for NMEA commands, which means 3rd party software can control the transceiver and ranging to cNODE Transponders. The 6000 m rated cPAPMK II is made from titanium, while the remote transducers are made from stainless steel. For the corresponding 4000 m versions they are all made from aluminum. kongsberg.com/maritime 470493/A cPAP MK II TECHNICAL DATA cPAPMK II Frequency 20-30 kHz (MF) Signal type Cymbal wideband and FSK Range accuracy Better than 0.02 m APOS Interface RS232 External powersupply 24 VDC / 1 A Depth rating 4000 m 6000 m Housing Aluminium Titanium Length x diameter (mm) 279 x Ø 79 279 x Ø 79 Weightin air/water (kg) 4.2 / 2.2 5.8 / 3.8 Operating temperature -5 C to + 55 C ° ° TRANSDUCER INFORMATION Transducer model TDR180 TDR40V TDR30H Transducer beam pattern Beam coverage 180 40 30 ° ° ° vertical vertical horizontal Maximum source level 188 dB 203 dB 188 dB (re 1µPa) Length x diameter 4000 m 160 x 88 161 x 100 213 x 77 (mm) 6000 m 160.5x 88 161 x 100 213 X 77 Weight in air/water 4000 m 1.7 / 1.0 2.3 / 1.3 1.5 / 0.8 (kg) 6000 m 4.2 / 3.5 5.1 / 4.1 3.4 / 2.8 ORDER INFORMATION Part no. Item 4000 m Alu 6000 m St/Ti 447900 475554 cPAPMK II subsea transceiver 349742 375361 TDR180 remote transducer 349743 375360 TDR40V remote transducer 345773 375359 TDR30H remote transducer 345772 345772 6 m transducer cable 408094 408094 ROV interface cable, pigtail 60 cm | The cPAP MK II subsea transceiver offers a range of valuable features. The unit is designed for positioning of an ROV or other underwater vehicles within a subsea long baseline (LBL) or Sparse LBL array of cNODE transponders. It is equipped with Kongsberg Cymbal wideband acoustic protocol, providing telemetry with centimetric precision ranges and high data rates. Additionally, the cPAP MK II features an external power supply of 24 VDC, a rechargeable battery pack for reduced peak current, and user control interface. With a depth rating of 4000m and 6000m, it offers navigation software APOS for full LBL functionality and flexibility for customized solutions with a dedicated port for NMEA commands. The 6000m rated cPAP MK II is made from titanium, while the remote transducers are made from stainless steel. The corresponding 4000m versions are all made from aluminum. | The key features of the cPAP MK II subsea transceiver include: - 560+ Cymbal Wideband Channels - LBL positioning and tethered vehicles support - Telemetry with centimetric precision ranges and high data rates - External power supply (24 VDC) - Rechargeable battery pack for reduced peak current - Depth rating of 4000m and 6000m - Navigation software APOS for full LBL functionality - Dedicated port for NMEA commands - Choice of transducers - User control interface | cPAP MK II Technical Specifications: Frequency: 20-30 kHz (MF); Signal type: Cymbal wideband and FSK; Range accuracy: Better than 0.02m; APOS Interface: RS232; External power supply: 24 VDC / 1 A; Depth rating: 4000m / 6000m; Housing: Aluminium / Titanium; Length x diameter (mm): 279 x Ø 79; Weight in air/water (kg): 4.2 / 2.2 (4000m) 5.8 / 3.8 (6000m); Operating temperature: -5°C to +55°C; Transducer Information: Transducer models - TDR180, TDR40V, TDR30H; Transducer beam pattern: Vertical / Vertical / Horizontal; Maximum source level: 188 dB / 203 dB / 188 dB (re 1µPa); Length x diameter (mm): 4000m - 160 x 88 / 161 x 100 / 213 x 77; Weight in air/water (kg): 4000m - 1.7 / 1.0 / 2.3 / 1.3 / 1.5 / 0.8; 6000m - 4.2 / 3.5 / 5.1 / 4.1 / 3.4 / 2.8; Order Information: Part no. / Item - 4000m Alu / 6000m St/Ti; 447900 / 475554 - cPAP MK II subsea transceiver; 349742 / 375361 - TDR180 remote transducer; 349743 / 375360 - TDR40V remote transducer; 345773 / 375359 - TDR30H remote transducer; 345772 / 6m transducer cable; 408094 - ROV interface cable, pigtail 60cm
https://www.kongsberg.com/maritime/products/Acoustics-Positioning-and-Communication/transponders/support-cpap-portable-tranceivers/ | cPAP Portable tranceivers | https://www.kongsberg.com/globalassets/maritime/km-products/product-documents/405264-subsea-construction.pdf |  | Unfortunately, there is no text provided to format. | I don't know | I don't know
https://www.kongsberg.com/maritime/products/ocean-science/blue-insight/data-forwarder/ | Data forwarder | https://www.kongsberg.com/contentassets/688f970054854477a22ca6e844eaed11/datasheet_blueinsight.pdf | BLUE INSIGHT The digital ocean toolbox Seamless data acquisition, fusion, processing, visualization, contextualization and management of ocean data. Kongsberg Blue Insight is an open and flexible digital infrastructure product designed to meet the increasing demand for accurate information from the oceans, focusing on internet security and seamless integration. The Blue Insight automates the data stream from a wide range of sensors KEY BENEFITS: and platform types and visualizes them in a common framework. The solution facilitates modern data processing and machine learning, provid- • One-stop solution that ing new understanding and in-depth knowledge.provides real time overview across platforms Through a range of dedicated modules, Blue Insight offers flexibil- and data types ity, security and robustness required by any ocean data stakeholder: • Flexible and scalable,scientific, observational, or commercial. suitable for both small and large organizations • Open ecosystem buildingon FAIR data principles • Allows for deploymentof customized machine learning algorithms • Cyber secure solutionkongsberg.com/maritime October 2021 BLUE INSIGHT BLUE INSIGHT CORE The Blue Insight Core module provides solutions for secure interactions between sensor platforms, cloud storage and data management enabled by the industrialized Internet of Things modules found in the Kognifai digital ecosystem. The Core module includes required common functionality to prepare the data for automated analytics and advanced data handling, with the full benefits of a modern, cyber secure cloud environment. It includes a basic visualization framework with dashboard functionalities and graph view of data. This module integrates with your existing information technology systems and is a requisite for deploying the other Blue Insight modules. SENSOR FUSION DATA FORWARDER Sensor Fusion is an on-board/on-pre- The Data Forwarder module automates the mise application which receives and conversion of data in the cloud into prepares data from selected sensors common formats and empowers efficient and onboard databases for streamlined and seamless data sharing across cloud distribution to the Blue Insight cloud. Sensor Fusion solutions and user databases. also provides the interface between selected third- Examples of applications are the automated forwarding party sensors and serves as the link with Sensor of ecosystem data to national marine databases and Remote and Ocean View modules. Optionally, a real meteorological data to national data centers. time visualization dashboard can be provided for monitoring purposes. SENSOR REMOTE The Sensor Remote module provides a web OCEAN VIEW interface for remote control of selected The Ocean View module is a web interface KONGSBERG sensors such as EM and EK80. for visualizing selected real-time The web interface can be used from any web and historic sensor data and platform browser which is connected to the Blue Insight cloud - on information in a map overlay. The web the vessel and on land. interface can be used from any web browser which is connected to the Blue Insight or corporate cloud - on the vessel and on land. Views can be tailored to customer requirements with e.g. specific map ANALYTICS overlays for increased situational awareness and The Analytics module enables more contextualization or to external user and public in-depth data handling capabilities, display purposes enhanced through flexible access such as the implementation of quality control mechanisms. assurance steps or automated data analysis based on artificial intelligence. It provides infrastructure for both onboard and cloud-based machine learning from ocean data to e.g. enable automated classification of echo sounder data. Users of this module enjoy a standardized processing pipeline allowing for remote deployment of KONGSBERG, user or third party supplied algorithms. Generic System Overview Cloud Onboard | Kongsberg Blue Insight is an open and flexible digital infrastructure product designed to meet the increasing demand for accurate information from the oceans, focusing on internet security and seamless integration. The Blue Insight automates the data stream from a wide range of sensors and platform types and visualizes them in a common framework. It provides real-time overview across platforms and data types, offering flexibility, security, and robustness required by any ocean data stakeholder. Through a range of dedicated modules, Blue Insight offers flexibility, security, and robustness required by any ocean data stakeholder, be it scientific, observational, or commercial. The solution facilitates modern data processing and machine learning, providing new understanding and in-depth knowledge. | • One-stop solution that provides real-time overview across platforms and data types • Flexible and scalable, suitable for both small and large organizations • Open ecosystem building on FAIR data principles • Allows for deployment of customized machine learning algorithms • Cyber secure solution | I don't know
https://www.kongsberg.com/maritime/products/ocean-science/mapping-systems/sonars/sonars-for-marine-site-inspection/DAS/ | Dual Axis Scanning Sonar | https://www.kongsberg.com/globalassets/maritime/km-products/product-documents/das-system-dual-axis-scanning-sonar.pdf | DUAL-AXIS SCANNING (DAS) SONAR for Long-Term Offshore Monitoring The Dual-Axis Scanning (DAS) Sonar is a profiling system Sample designed for long-term seabed or structure monitoring. deployment of DAS monitoring This scanning sonar works with both the MS1000 software program or in offshore wind “standalone mode” where the data is Features turbines logged in the head and transmitted to • Designed for long-term deployment in shore via cable or wireless telemetry. harsh conditions • Operates single or multiple DAS headsThe continuous 3D-surveying capability • Covers large areas of the DAS provides crucial information • Outputs a 3D profile-point digital data on the dynamics of sediment scour string and aggregation, and its rugged design • Operates with the MS1000 software or is ideal for deployment on structures in ‘standalone mode’ located in high-current or harsh offshore environments. Applications • Offshore wind-turbine scour detectionThe DAS outputs an X, Y, Z serial • Underwater bridge substructure and data string of profile points that can dock inspections be processed by many digital terrain • Dam and water intake surveys modeling software packages including Kongsberg VistaGround and EIVA NaviSuite Edulis (specific to scour monitoring). DAS data fron rail bridge - north piling view KONGSBERG MESOTECH – Dual-Axis Sonar Terrain map generated from DAS point-cloud data. Image and data courtesy of EurOceanique S.A.S. Operation and configuration The sonar head is designed primarily for pole-mount deployment. The pole mount can be attached either to the structure of interest or to the side of a vessel positioned over the desired location. A single or multiple heads can be integrated into a system to monitor a large area. Operating modes Standalone Mode (default): • Uses host or third-party supplied power • Acquires profile data using pre-definedconfigurations • Interfaces with other third-partyequipment installed in remote locations MS1000 Mode: • The MS1000 processing software on a PCoperates the sonar • Data is visualized on screen and recordedfor further processing • All MS1000 Standard Edition capabilitiesare enabled KONGSBERG MESOTECH 1598 Kebet Way, Port Coquitlam, BC, Canada, V3C 5M5 Phone: 604-464-8144 | The Dual-Axis Scanning (DAS) Sonar is a profiling system designed for long-term seabed or structure monitoring. This scanning sonar works with both the MS1000 software program or in offshore wind “standalone mode” where the data is logged in the head and transmitted to shore via cable or wireless telemetry. The continuous 3D-surveying capability of the DAS provides crucial information on the dynamics of sediment scour and aggregation, and its rugged design is ideal for deployment on structures in high-current or harsh offshore environments. The DAS outputs an X, Y, Z serial data string of profile points that can be processed by many digital terrain modeling software packages including Kongsberg VistaGround and EIVA NaviSuite Edulis (specific to scour monitoring). The sonar head is designed primarily for pole-mount deployment and can be used in standalone mode or with the MS1000 processing software on a PC. A single or multiple heads can be integrated into a system to monitor a large area. The sonar can operate in standalone mode using pre-defined configurations and interface with other third-party equipment installed in remote locations. Alternatively, in MS1000 Mode, the processing software operates the sonar with data visualization on screen and recorded for further processing, with all MS1000 Standard Edition capabilities enabled. | • Designed for long-term deployment in harsh conditions • Operates single or multiple DAS heads • Covers large areas • Outputs a 3D profile-point digital data string • Operates with the MS1000 software or in ‘standalone mode’ to monitor offshore wind-turbine scour detection, underwater bridge substructure and dock inspections, dam and water intake surveys | Pole-Mount Deployment, X, Y, Z Serial Data Output, Support for Kongsberg VistaGround and EIVA NaviSuite Edulis Software, MS1000 Processing Software Operation
https://www.kongsberg.com/maritime/products/ocean-science/mapping-systems/es_bottommapping/ea640/ | EA640 - full ocean depths | https://www.kongsberg.com/contentassets/3fa11659a3d3438586f6349d5b122f0c/407202c-ea640-datasheet.pdf | E A 6 4 0 Wideband hydrographic echo EA640 sounder for full ocean depths • Applications fromextreme shallow to full ocean depths • High performance EA640 is a high-precision deep-water hydrographic single beam echo sounderhydrographic depths for use in all water depths, from very shallow to full ocean depths. Using the from 12 kHz to 500 kHz WBT wideband transceiver unit it simultaneously operates with several different • Available with hightransducers ranging from 12 kHz for the deepest waters up to 500 kHz for very power output from 10 kHz to 50 kHz shallow depths. For low frequency transducers below 50 kHz the WBT is • Extensive range of available as a high-power system, ensuring enough transmitted power to reachtransducer interfaces, the deepest spots of the ocean. both Kongsberg transducers and third- party transducers World class bottom detection algorithms ensures reliable high-precision depth determination. Bottom slope information is also provided. • CW and FM pulse formsThe EA640 Wide Band Transceiver - WBT • True raw data logging • World class bottom • The 4-channel standard WBT transmit and receives data simultaneously on 4detection channels, ranging from 10 kHz to 500 kHz. The channels can be configured in a • Bottom slope variety of ways, allowing for different applications and/or redundancy.information Transmit power for the standard WBT is 500W for each of the 4 channels • Sound velocity • The high-power WBT provides 2 channels, ranging from 10 to 50 kHz, eachcompensation from profile allowing for up to 2000W transmit power. • Bottom gain to enhance • The WBT communicates with a standard Windows 10 computer running thethe sub-bottom EA640 software via an ethernet link. Several WBTs, standard or high-power, information with different configurations can be used. • Spectrum information • The WBT is opened for applicable transducers using license management.for noise measurements Licenses can be added by the user by a license code provided by Kongsberg • New map display to Maritime Support.track your coverage • The WBT is powered by a 12-15 VDC power supply. • Windows 10 • Wide band frequency sweep (FM) in combination with advanced signalprocessing gives an exceptionally good signal to noise ratio and range resolution. kongsberg.com 407202/C The EA640 software The EA640 software is an intuitive and user-friendly software that runs on the Hydrographic Operation Station (HOS) or any Windows 10 compatible PC. You can set up the display to suit your special needs. You can choose different presentations on the screen for echograms, the map view, digital depth and other features. Save user settings for different operations and you can use these at your ease. EA640 offers internal storage of all raw sample data. This includes all external input sensor data for replay purposes. The EA map display The EA640 map view provides a geographical display of the vessel, the vessel EA640 system setup option tracks and sidescan coverage if applicable. The map is supplied by the user based on WMS or GeoTIFF services. If no map is available, you will get the graticule lines displayed for reference for you track and coverage. TECHNICAL SPECIFICATIONS Performance Pulse length and precision: - 500 kHz: CW 32 to 512 μs, 0.3 cm - 200 kHz: CW 64 to 1024 μs, 0.6 cm EA640 echogram operating the 12 - 38 kHz: CW 256 to 4096 μs, 2.4 cm kHz 12/16-60 transducer - 15 kHz: CW 512 to 8192 μs, 4.9 cm - 10 kHz: CW 1 to 16 ms, 9.8 cm Ping rate. Max 40 pings per second Range - Display range: 1 to 12.500 m - Transducer range: 30 to 500 kHz - High power range: 12 to 50 kHz Sound speed - Manual (1400 to 1700 m/s) - Calculated from temperature and salinity - From sound velocity probe Interfaces Transceiver: Ethernet communication Ethernet to ship’s network Sensors: GPS, gyro, motion, speed, Introducing map display for temperature, and sound speed tracking of your coverage (for Remote control: Remote stop/start WBT users only) logging available on serial line or network User interfaces Operating system: Microsoft Windows 10 Main control: Mouse, trackball or touch screen on a comprehensive menu system Menu languages: English, Norwegian, Korean, Spanish, French, Icelandic, Italian, Danish, Russian, Japanese, Traditional Chinese, Simplified Chinese, Polish, Greek, Turkish, Vietnamese, Swedish, Bangla EA640 Wideband transceiver Supported output NMEA (DBS, DBP, DPT) (WBT), available as standard 4- Simrad, Atlas and Hymas channels @500W or as high-power with 2 channels @2000W Export file Raw data, XTF, SEG-Y, XYZ, Echogram, formats EA400, Marker and Parameters WBT weight and Depth: 213 mm dimensions Width: 438 mm Height: 84 mm Weight: 5 kg Power Voltage requirement: 12 to 15 VDC, specifications: 5A A suitable power supply for 220/110 VAC operation is provided with the Extensive range of transducer delivery interfaces, both from Kongsberg Environmental Operational temperature: 0 to 50°C as well as 3rd party specifications Storage temperature: -40 to 70°C transducers Relative humidity: 5 to 95% relative non-condensing | The EA640 wideband hydrographic echo sounder is designed for applications ranging from extreme shallow to full ocean depths. It offers high performance in all water depths, from very shallow to full ocean depths, utilizing the WBT wideband transceiver unit that operates with transducers ranging from 12 kHz to 500 kHz. The EA640 ensures reliable high-precision depth determination and provides bottom slope information, along with world-class bottom detection algorithms. It also features true raw data logging, sound velocity compensation, and a spectrum information display. The EA640 operates with the Windows 10 operating system and is powered by a 12-15 VDC power supply, offering a wide band frequency sweep in combination with advanced signal processing for an exceptionally good signal to noise ratio and range resolution. The EA640 software is user-friendly and intuitive, providing options to set up the display according to specific needs and offering internal storage of all raw sample data. The map display feature provides a geographical view of the vessel, tracks, and sidescan coverage if applicable, and the system setup option offers a range of performance pulse lengths and precision. | - Applications from extreme shallow to full ocean depths - High performance in all water depths - Wideband transceiver unit operates with transducers ranging from 12 kHz to 500 kHz - Reliable high-precision depth determination - World-class bottom detection algorithms - True raw data logging - Sound velocity compensation - Spectrum information display - Windows 10 operating system - Wide band frequency sweep with advanced signal processing - User-friendly and intuitive software - Internal storage of all raw sample data - Geographical map display - Range of performance pulse lengths and precision | Performance Pulse length and precision: - 500 kHz: CW 32 to 512 μs, 0.3 cm - 200 kHz: CW 64 to 1024 μs, 0.6 cm - Display range: 1 to 12,500 m - Transducer range: 30 to 500 kHz - High power range: 2 to 50 kHz Sound speed: Manual (1400 to 1700 m/s), calculated from temperature and salinity, from sound velocity probe Interfaces: Transceiver - Ethernet communication, Ethernet to ship’s network, Sensors - GPS, gyro, motion, speed, temperature, and sound speed User interfaces: Operating system - Windows 10, Main control - Mouse, trackball or touch screen on a comprehensive menu system, Menu languages - English, Norwegian, Korean, Spanish, French, Icelandic, Italian, Danish, Russian, Japanese, Traditional Chinese, Simplified Chinese, Polish, Greek, Turkish, Vietnamese, Swedish, Bangla Wideband transceiver (WBT): Supported output - NMEA (DBS, DBP, DPT), formats - Raw data, XTF, SEG-Y, XYZ, Echogram, EA400, Marker, and Parameters WBT weight and dimensions: Width - 438 mm, Height - 84 mm, Depth - 213 mm, Weight - 5 kg Power specifications: Voltage requirement - 12 to 15 VDC, 5A, Operational temperature - 0 to 50°C, Storage temperature - -40 to 70°C, Relative humidity - 5 to 95% relative non-condensing
https://www.kongsberg.com/maritime/products/ocean-science/ocean-science/es_scientific/sci_es_transceivers/ek80p/ | EK80 Portable | https://www.simrad.online/ek80/sales/ek80p_ds_en_a4.pdf | Simrad EK80 Portable Portable scientific wide-band echo sounder www.simrad.com T E C H N O L O G Y F O R S U S T A I N A B L E F I S H E R I E S Simrad EK80 Portable The EK80 Portable is a complete echo sounder system for scientific use. It is an all in one rugged solution with compact PC, echo sounder and GPS. Built in WiFi lets you control and operate the system from any handheld device or laptop. Description The EK80 Portable is a compact solution that can be deployed from a small vessel in a rough environment. The system is built around the WBT Mini transceiver. It utilizes the EK80 software on an integrated computer with built in GPS. EK80 Portable can be used with remote desktop through WiFi. Thus can it be controlled by your handheld device or through any laptop on the WiFi network. As a backup, a small touch-screen is built in to the solution. The system is compatible with any Simrad echo sounder transducer, EK80 Portable onboard a small boat and a selection of EK80 licenses are available based on frequency band. The integrated transceiver supports chirp (FM) and continuous wave Typical applications (CW) pulse forms. It contains four • Marine and Fresh water individual transceiver channels with • Portable setup multiplexing functionality. This • Mobile surveys from small boats allows for flexible setup of split or in lakes single beam transducer configurations. • Fixed location fish counting in The EK80 Portable is contained rivers in a splash proof cabinet. It is easy to • Monitoring fish passage at handle and quick to deploy. hydropower dams The integrated computer is running • Habitat mapping the EK80 echo sounder software. This • Plankton studies gives you all the functionality that EK80 has to offer. Key features RAW echo sounder data will be • Ready to use recorded to the integrated SSD disk or • Integrated computer and display to USB flash drive that can easily be • Integrated GPS receiver connected through the front panel. • Integrated WiFi • A member of the Simrad EK80wideband echo sounder family • Rugged and compact design • Splash Proof • Four independent channels with(CD019513_001_001) built-in multiplexing available • Built in calibration tool • Wide range of transducersavailable Simrad EK80 Portable Technical specifications Environmental requirements The technical specifications and requirements • Operational temperature: 0 to 45 provided are design values when operating °C 1/2 with all sectors excited simultaneously. • Storage temperature: -20 to 70 °C 3/4 In Kongsberg Maritime, we are continuously • Ingress protection (IP) rating with 5/6 working to improve the quality and lid closed: IP64 performance of our products. The technical • Ingress protection (IP) rating with 7/8 specifications may be changed without prior lid open: IP60 notice. • Enclosure material: PolypropyleneAll specifications are maximum ratings. We 1/2 Performance specifications are continuously working to improve the • CPU: Intel Gen4 Core i5-4010U quality and performance of our products. 3/4The technical specifications may be changed 1.7GHz 5/6 without prior notice. • Storage: Samsung 850 Pro SSD7/8 series 256GB • Memory: 8GB DDR3L-1600SO-DIMM (CD019513_004_001) • Graphics: Intel HD5000 • Display resolution: 1024 x 600 • Display size: 7” • Number of USB Ports: 2 • Frequency range: 30 – 500 kHz • Pulse duration: 64 – 2048 µs • Pulse forms: CW + FM (Linearup-sweep) • Maximum transmit power: 1000 W@ 55 Ω • Number of channels: 4 (Withmultiplexer: 8) • Transducer options: Single beam/Split beam Weight and outline dimensions • Outline dimensions:Depth: 221 mm Width: 417 mm Height: 334 mm • Weight: 8.6 kgPower requirements • Voltage requirement: 12 – 16 VDC • Power consumption:Active: 38 / 120 / 333 kHz: 22 / 19 / 19 W(*) Passive: 18 W • Maximum current: 5 A (Peak)(* @ Maximum tx power, 1 ms pulse duration, and 2 ping/second) Simrad EK80 Portable External connectors The EK80 Portable has one power connector and two transducer connectors • The top transducer connector is main connector. • The lower transducer connector is for multiplexing.Power Transducer 8-pin Connector type: Conxall 4 pin male Mini-Con-X Connector type: MacArtney female MCBH8F 1 +12-16 VDC 1 Channel 1+ (Black) 1 1 4 2 Ground 2 Channel 1– (White) 2 8 3 Ground 3 Channel 2+ (Red) 4 +12-16 VDC 4 Channel 2– (Green) 2 3 3 7 5 Channel 3+ (Orange) 6 Channel 3– (Blue) 7* Channel 4+ (White/Black) 4 6 8* Channel 4– (Red/Black) 5 Seen towards the connector Seen towards the connector System drawing with internal components 429641/ Rev. B / December 2019 Simrad | The Simrad EK80 Portable is a complete wide-band echo sounder system designed for scientific use. It features a compact PC, echo sounder, and GPS, all housed in a rugged, all-in-one solution. With built-in WiFi capability, the system can be conveniently controlled and operated from any handheld device or laptop. This compact solution is suitable for deployment from small vessels in rough environments, and its integrated computer running the EK80 echo sounder software provides all the necessary functionality. The system is compatible with various Simrad echo sounder transducers and offers a selection of EK80 licenses based on frequency band. Its rugged and compact design, along with its splash-proof cabinet, make it easy to handle and quick to deploy. The EK80 Portable is suitable for a variety of applications such as marine and freshwater environments, portable setup, mobile surveys from small boats, as well as fixed location fish counting in rivers, and monitoring fish passage at hydropower dams. Additionally, it is well-suited for habitat mapping and plankton studies. | Key features of the Simrad EK80 Portable include: - Ready to use - Integrated computer and display - Integrated GPS receiver - Integrated WiFi - A member of the Simrad EK80 wideband echo sounder family - Rugged and compact design - Splash Proof - Four independent channels with built-in multiplexing available - Built-in calibration tool - Wide range of transducers available | Environmental requirements: - Operational temperature: 0 to 45 °C - Storage temperature: -20 to 70 °C - Ingress protection (IP) rating with lid closed: IP64 - Ingress protection (IP) rating with lid open: IP60 - Enclosure material: Polypropylene Performance specifications: - CPU: Intel Gen4 Core i5-4010U 1.7GHz - Storage: Samsung 850 Pro SSD series 256GB - Memory: 8GB DDR3L-1600 SO-DIMM - Graphics: Intel HD5000 - Display resolution: 1024 x 600 - Display size: 7” - Number of USB Ports: 2 - Frequency range: 30 – 500 kHz - Pulse duration: 64 – 2048 µs - Pulse forms: CW + FM (Linear up-sweep) - Maximum transmit power: 1000 W @ 55 Ω - Number of channels: 4 (With multiplexer: 8) - Transducer options: Single beam/Split beam Weight and outline dimensions: - Outline dimensions: Depth: 221 mm, Width: 417 mm, Height: 334 mm - Weight: 8.6 kg Power requirements: - Voltage requirement: 12 – 16 VDC - Power consumption: Active: 38 / 120 / 333 kHz: 22 / 19 / 19 W (*) Passive: 18 W - Maximum current: 5A (Peak) External connectors: - The top transducer connector is the main connector. - The lower transducer connector is for multiplexing. Power Transducer 8-pin Connector type: Conxall 4 pin male Mini-Con-X Connector type: MacArtney female MCBH8F - Seen towards the connector System drawing with internal components 429641/ Rev. B / December 2019
https://www.kongsberg.com/maritime/products/ocean-science/ocean-science/es_scientific/sci_es_transceivers/ek80-portable-entry/ | EK80 Portable entry | https://www.simrad.online/ek80/sales/ek80p_flyer.pdf | Simrad EK80 Portable The Entry: A complete solution for scientific echo sounding The Simrad EK80 Portable entry is all you need for ecosystem monitoring and analysis in one package – at a reasonable price. This is a complete rugged echo sounder with a built-in computer, GPS and WiFi for remote operation. The core of the product is the WBT Mini, a compact EK80 wideband transceiver with four channels. The Entry bundle uses three of these channels for the 38 kHz split beam, while the last channel is used for the 200 kHz single beam. The Echoview post-processing module offers traditional fish survey analysis. This includes measurement of biomass and size distribution, species separation, ecosystem mapping and habitat classification. The license can import data only from the EK80 Portable entry. Three months of maintenance and technical support is included. The Simrad EK80 Portable entry is provided with the ES38-18/200-18 frequencies is ideal for mapping transmissions at a later stage. transducer. This is a dual frequency ecosystem components and separating Likewise the Echoview software transducer combining 38 and 200 kHz fish from plankton. The 38 kHz is also license is permanent. We can in one housing. The beam width is 18 split-beam for accurate target strength offer upgrades to other EK80 degrees at both frequencies to secure measurements and target tracking. configurations as well as training a large sampling volume in shallow The Simrad EK80 Portable and extensions of maintenance and water. entry can be upgraded to additional support for the entry module. Combining high and low frequencies and FM pulse www.simrad.com T E C H N O L O G Y F O R S U S T A I N A B L E F I S H E R I E S 483824 / Rev. B / August 2021 Simrad KongsbergMaritimeAS Telephone:+4733034000 | The Simrad EK80 Portable entry is a complete solution for scientific echo sounding and ecosystem monitoring. It provides rugged echo sounding capabilities with a built-in computer, GPS, and WiFi for remote operation, all at a reasonable price. The core of the product is the WBT Mini, a compact EK80 wideband transceiver with four channels. The Entry bundle utilizes three channels for the 38 kHz split beam and one channel for the 200 kHz single beam. Additionally, the Echoview post-processing module offers traditional fish survey analysis, including measurement of biomass and size distribution, species separation, ecosystem mapping, and habitat classification. The license for Echoview software is included and can import data only from the EK80 Portable entry, with three months of maintenance and technical support provided. The Simrad EK80 Portable entry is provided with the ES38-18/200-18 dual frequency transducer, ideal for mapping ecosystem components and separating fish from plankton. | Key Features: - Rugged echo sounder with built-in computer, GPS, and WiFi - WBT Mini compact EK80 wideband transceiver with four channels - Echoview post-processing module for fish survey analysis - ES38-18/200-18 dual frequency transducer combining 38 and 200 kHz in one housing - Upgrade options for additional configurations and training support | I don't know
https://www.kongsberg.com/maritime/products/ocean-science/mapping-systems/multibeam-echo-sounders/em-2040-multibeam-echosounder-max.-6000-m | EM 2040 MKII Multibeam echosounder | https://www.kongsberg.com/contentassets/e8fa4f09f25f4b1e86eda52cc1355dc7/em-2040---mkii-data-sheet.pdf | EM 2040 MKII MULTIBEAM ECHO SOUNDER The EM 2040 MKII is a true wide band high resolution shallow water multibeam echo sounder, an ideal tool for any high resolution mapping and inspection application. With this release, Kongsberg Maritime has upgraded the hardware and software to increase the swath and improve the data quality of our EM 2040 series. Key facts Components The system fulfils, and even surpasses, IHO-S44 Exclusive The EM 2040 MKII is a modular system, fully prepared Order and the more stringent LINZ specification. for upgrading to cater for more demanding applications. The basic system has four units: a trans- The EM 2040 was the first 3-sector broadband multibeam mit transducer, a receive transducer, a proces- echo sounder in the market, now available as a 200 - 700 kHz sing unit and a hydrographic workstation. system. The operator can on the fly choose the best opera- ting frequency for the application: 300 kHz for near bottom, The EM 2040 MKII receiver is 0.5° and is delive- 200 kHz for deeper waters and 400 - 700 kHz for very high red with a 0.25° or 0.5° transmitter(s). The transmit resolution inspection. 600 kHz wide area high frequency fan is divided into three sectors pinging simultane- mapping mode offers an unprecedented 100 - 120° swath ously at separate frequencies ensuring a strong and width. 700 kHz inspection mode provides the highest beneficial dampening of multibounce interference. resolution available contained within a narrow 30° swath. As an option the EM 2040 MKII can be delivered with By alternating between the frequency modes per dual swath capability, allowing a sufficient soun- ping, the system is capable of providing the opera- ding density to meet survey coverage standards along tor with Multi Frequency Backscatter of up to 5 frequ- track while maintaining a high vessel speed. A single encies in a single pass. The same functionality allows transmitter with dual receiver setup fully explo- the system to alternate between a full swath mode its the unique angular coverage of our three-sector and a high resolution mode providing full coverage transmitter for full 220° angular coverage per ping. while maintaining ultra high resolution over a target. The specialised dual transmitter and receiver setup Due to the large operating bandwidth, the system is ideal where mounting requires a large separa- has an output sample rate up to 60 kHz. The tion of receivers, where mounting the transmitter at system can effectively operate with very short pulse the keel is not an option or for ROV pipeline survey- lengths, the shortest pulse being 14 microseconds ing and free span detection. This configuration trans- giving a raw range resolution (CT/2) of 10.5 mm. mits on a single sector per transmitter with selecta- ble frequency in steps of 10 kHz from 200 to 400 kHz. The angular coverage for the 200 and 300 kHz is up to 170° on slopes and piersides, with coverage The standard depth rating of the EM 2040 MKII up to 8 times water depth on a flat bottom. For a transducers is 6000 m, making it ideal for opera- dual transducer system, 220° angular coverage or 10 tion on subsea vehicles such as ROVs or AUVs. times the water depth is achieved on a flat bottom. 443810 /H December 2021 FEATURES Included Features Optional features • 200-400 kHz wide frequency range • Dual swath • Seabed image • 600 kHz and 700 kHz modes • Water column display and logging for SIS users • EM MultiFrequency Mode • FM chirp • Water column display and logging • Roll, pitch and yaw stabilisation • Water column phase logging • Short pulse lengths, large bandwidth • Extra detections • Transmit and receive nearfield focusing • Dual RX • Depth rated to 6000 m • Dual TXTECHNICAL SPECIFICATIONS Frequency range 200 to 700 kHz Max ping rate 50 Hz Swath coverage sector Up to 170° (single receiver) / 220° (dual receiver) Depth Rating 6000 metres and 50 metres versions available Beam patterns Equiangular, equidistant high density and ultra high density No. of beams per ping 512 (Single RX)/1024 (Single RX, Dual Swath)/2048 (Dual RX, Dual Swath) Roll stabilised beams ± 15° Pitch stabilised beams ± 10° Yaw stabilised beams ± 10° Coverage example for EM 2040 with bottom type rock (BS = - 10 dB), NL = 45 dB, FM enabled Operating mode Cold ocean water Cold fresh water Max depth Max coverage Max coverage Max depth Max coverage Max coverage EM 2040-04: single RX dual RX single RX dual RX 200 kHz 635 m 920 m 980 m 1360 m 1990 m 2110 m 300 kHz 480 m 670 m 760 m 740 m 1100 m 1270 m 400 kHz 315 m 410 m 430 m 430 m 570 m 610 m 600 kHz 95 m 130 m - 115 m 150 m - 700 kHz 55 m 27 m - 60 m 30 m - EM 2040-07: 200 kHz 600 m 880 m 930 m 1300 m 1870 m 2000 m 300 kHz 465 m 640 m 725 m 700 m 1050 m 1200 m 400 kHz 300 m 385 m 410 m 375 m 540 m 570 m 600 kHz 85 m 120 m - 105 m 140 m - 700 kHz 50 m 25 m - 55 m 28 m - Pulse lenghts 200 kHz 300 kHz 400 kHz 600 kHz 700 kHz CW FM CW FM CW CW CW 19 to 324 μs 1.5 to 12 ms 19 to 324 μs 1.5 to 6 ms 14 to 108 μs 100 to 410 μs 70 μs Beamwidth Physical dimensions (excluding connectors and mounting arrangements) 200 kHz 300 kHz 400 kHz 600 kHz 700 kHz Dimensions Weight TX EM 2040-04 0.7° 0.5° 0.4° 0.25° 0.225° 727 x 142 x 150 mm (LxWxH) 45 kg TX EM 2040-07 1.5° 1° 0.7° 0.5° 0.45° 407 x 142 x 150 mm (LxWxH) 23 kg RX 1.5° 1° 0.7° 0.5° 0.45° 407 x 142 x 136 mm (LxWxH) 22 kg Processing Unit (2U for 19” rack) 482.5 x 424 x 88.6 mm (WxDxH) 10.5 kg Portable Processing Unit (IP67) 370 x 390 x 101 mm (WxDxH) 10.5 kg Laptop, Hydrographic Work Station (HWS) and monitor can be delivered on request. Specifications subject to change without any further notice. EM is a registered trademark of Kongsberg Maritime AS in Norway and other countries. Front page: Curtesy of Port of London. KONGSBERG MARITIME | The EM 2040 MKII is a true wide band high resolution shallow water multibeam echo sounder, an ideal tool for any high resolution mapping and inspection application. With this release, Kongsberg Maritime has upgraded the hardware and software to increase the swath and improve the data quality of our EM 2040 series. The system fulfils, and even surpasses, IHO-S44 Exclusive Order and the more stringent LINZ specification. The EM 2040 MKII is a modular system, fully prepared for upgrading to cater for more demanding applications. The basic system has four units: a transmit transducer, a receive transducer, a processing unit and a hydrographic workstation. The receiver is 0.5° and is delivered with a 0.25° or 0.5° transmitter(s). The transmit fan is divided into three sectors pinging simultaneously at separate frequencies ensuring a strong and beneficial dampening of multibounce interference. The system can effectively operate with very short pulse lengths, the shortest pulse being 14 microseconds giving a raw range resolution of 10.5 mm. The standard depth rating of the EM 2040 MKII transducers is 6000 m, making it ideal for operation on subsea vehicles such as ROVs or AUVs. | • 200-400 kHz wide frequency range • Seabed image • Water column display and logging for SIS users • FM chirp • Roll, pitch and yaw stabilisation • Short pulse lengths, large bandwidth • Transmit and receive nearfield focusing • Depth rated to 6000 m • Dual TX | Frequency range, 200 to 700 kHz Max ping rate, 50 Hz Swath coverage sector, Up to 170° (single receiver) / 220° (dual receiver) Depth Rating, 6000 metres and 50 metres versions available Beam patterns, Equiangular, equidistant high density and ultra high density No. of beams per ping, 512 (Single RX)/1024 (Single RX, Dual Swath)/2048 (Dual RX, Dual Swath) Roll stabilised beams ± 15° Pitch stabilised beams ± 10° Yaw stabilised beams ± 10° Beamwidth, 200 kHz 0.7°, 300 kHz 0.5°, 400 kHz 0.4°, 600 kHz 0.25°, 700 kHz 0.225° Physical dimensions, TX EM 2040-04 727 x 142 x 150 mm (LxWxH) 45 kg, TX EM 2040-07 407 x 142 x 150 mm (LxWxH) 23 kg, RX 407 x 142 x 136 mm (LxWxH) 22 kg, Processing Unit (2U for 19” rack) 482.5 x 424 x 88.6 mm (WxDxH) 10.5 kg, Portable Processing Unit (IP67) 370 x 390 x 101 mm (WxDxH) 10.5 kg Specifications subject to change without any further notice.
https://www.kongsberg.com/maritime/products/ocean-science/mapping-systems/multibeam-echo-sounders/em-2040-phs-portable-hydrographic-system-/ | EM 2040 PHS Portable Hydrographic System | https://www.kongsberg.com/contentassets/e7694c05ba004432a68c918dff57c1fb/multibeam-intensity-v2022.pdf | Date: September 20, 2005 Author: Erik Hammerstad Revised: Jun 6, 2018 Systems EM 1002 and EM 2000 are removed Systems EM 2040 and EM 2040C are added The table at the end of this document is corrected (effect of absorption was too high in the old table) Revised Aug 8th, 2019 (Ståle M) Added Source level for Single Beams in a separate table Revised March 9th, 2021 (Ståle M) Added calculation for reduced power (PL) affecting Source level (SL) for Multi/Single Beams in the end of the document. Revised Oct. 24th, 2022 (Ståle M) Added MKI and MKII for EM304 Subject: Sound Levels from Kongsberg Multibeam’ s and Single beams The power output level of an echo sounder is normally specified by giving its source level in dB relative to 1 μPa at a distance of 1 m from the transmit transducer. However, this is really a measure of the pressure level of the output sound wave and is only directly applicable in the farfield. The intensity (power per unit area) of a sound wave can be found from the pressure level by the relation I = p2/ρc where ρ is the water density and c the speed of sound. The quantity ρc is the acoustic impedance of water and for sea water is nominally taken to be 1.5x106 kg/m2s. Thus, a pressure level in sea water of 1 μPa is nominally equal to an energy intensity of 0.667x10-18 W/m2, and a pressure level of for example 210 dB corresponds to an intensity of 667 W/m2. In the farfield the pressure level of a sound wave will fall off with the square of the distance, this because of spherical spreading of the wave, and the wave will be further attenuated due to absorption loss. In the nearfield the pressure level will be nominally constant as there is no spreading. If the transmit transducer generating the sound wave is rectangular, there will be a transition region in which the pressure will fall of proportionally to the distance due to cylindrical spreading in the direction parallel to the shortest side of the transducer. It may be noted that in the nearfield the pressure level will have large variations, with peaks up to about twice the nominal level and also deep nulls, this effect will however be ignored in this note. The source level is given by SL = 170.8 + 10lgP + DI. P is the acoustic power Ac Ac which is typically half the electric power applied to the transmit transducer. DI is the transducer’s directivity index which for a rectangular flat transducer can be approximated by DI = 46.2 – 10lgθ θ where θ and θ are the transmit x y x y beamwidths in degrees along and across respectively. The relation between 1 beamwidth and transducer array length, L, depends upon the applied shading and the number of elements in the array, typically it would be θ = 65λ/L where λ is the wavelength. The nearfield limit is conventionally given by R = L2/λ. To derive the pressure levels in the nearfield from the source level of an echo sounder one must first calculate the pressure level at the largest farfield limit assuming spherical spreading from the 1-meter reference level used in defining the source level. From the largest to the smallest nearfield limit the pressure level will increase linearly with distance, and from the smallest nearfield limit in to the transducer level the pressure level will be constant. If the source level of the echo sounder is not known, but both beamwidths or transducer array lengths or even just area are, the maximum possible pressure level may still to a good degree be estimated. Then one must rely upon the fact that there is a maximum acoustic power intensity that can be applied to a transducer in the order of 2-5 W/cm2 to avoid cavitation (lowest number is typical at say 12 kHz, highest at say 100 kHz). With shading being applied in one direction the power will be reduced to about 50-60%, and for both directions to about 30%. The calculations outlined above are for the on-axis direction (usually straight down). Off-axis the pressure level will fall rapidly for a narrow beam (alongtrack for a multibeam echo sounder), the level will be 20 dB down at a little more than twice the beamwidth. Across track, the pressure level will typically be 20 dB down for angles of more than 75-80° of the vertical for flat arrays. At for example 45° the closest nearfield distance will be half that of on-axis, leading to a 3-dB reduction in pressure level for distances larger than the nearfield distance on- axis. At 60° the nearfield distance will be reduced by another factor of two and taking into account the usual level reduction at large beam angles also, the pressure level would typically be down about 8 dB compared to on-axis. At 70° the level will be about 16 dB down due a further halving of the nearfield distance and the beam pattern drop-off. For multibeams which use sectorized transmission such as most current Kongsberg systems, beam defocusing is applied in the central sector(s) in shallow waters which implies that the nearfield will be shortened and the drop-off in pressure level starts earlier. Sonars may be transmitting horizontally and with a sound speed profile where the sound speed lessens toward the surface the spreading will cylindrical even in the farfield due to ducting causing a sound channel at the surface. For multibeam echo sounders this is usually not the case, except for tilted systems such as with the dual head EM 3002. 2 The following table shows the relevant parameters for the currently available Kongsberg multibeam echo sounders. For each model the alongtrack (transmit) beamwidth, the source level in dB re 1μPa at 1 meter, calculated nearfield distances and pressure levels in dB re 1 μPa at the nearfield distances are provided. The effect of absorption loss is not included in this table. Multibeam Systems System SL NF1 PL@NF1 NF2 PL@NF2 SBP 120/300/27/29 3° 230 0.8 m 209 138 m 187 SBP 120/300/27/29 6° 224 0.8 m 209 34 m 193 SBP 120/300/27/29 12° 218 0.8 m 210 8 m 200 EM 122/124 0.5° 245 3.5 m 207 1749 m 180 EM 120/122/124 1° 242 3.5 m 210 438 m 189 EM 120/122/124 2° 236 3.5 m 210 110 m 195 EM 302 /304 MKI and MKII 0.5° 241 1.3 m 211 704 m 184 EM 300/302/304 MKI and MKII 1° 237 1.3 m 213 175 m 192 EM 300/302/304 MKI and MKII 2° 231 1.3 m 213 43 m 198 EM 710/712 0.5° 232 0.3 m 213 246 m 184 EM 710/712 1° 228 0.3 m 215 61 m 192 EM 710/712 2° 222 0.3 m 215 15 m 198 EM 3002 (1.5°) 216 0.01 m 227 8 m 198 EM 2040 (0.5°) 217 0.002 m 225 82 m 179 EM 2040 (1.0°) 211 0.002 m 225 20 m 185 EM 2040C (1.3°) 205 0.0005 m 227 11 m 183 3 In the next table the pressure levels at a set of fixed distances are given and also the range at which the pressure level is 180 dB re 1 μPa. Note that the figures are worst case, i.e. on-axis and with no defocusing. Note also that in this table absorption loss has been taken into account, but not in the former, using absorption coefficients of 0.2 dB/km at 4 kHz, 1 dB/km at 12 kHz, 6 dB/km at 30 kHz, 30 dB/km at 100 kHz, 50 dB/km at 200 kHz and 70 dB/km at 300 kHz. System PL PL PL PL R @1m @10m @100m @1000m @180dB SBP 120/300/27/29 3° 209 199 189 170 314 m SBP 120/300/27/29 6° 209 199 184 164 158 m SBP 120/300/27/29 12° 209 198 178 158 79 m EM 122/124 0.5° 207 203 192 182 1331 m EM 120/122/124 1° 210 206 195 181 1108 m EM 120/122/124 2° 210 206 195 175 590 m EM 302/304 MKI and MKII 0.5° 211 202 192 175 690 m EM 300/302/304 MKI and MKII 1° 213 205 194 171 501 m EM 300/302/304 MKI and MKII 2° 213 205 190 165 290 m EM 710/712 0.5° 208 198 185 142 183 m EM 710/712 1° 210 200 185 138 150 m EM 710/712 2° 210 200 179 132 92 m EM 3002 (1.5°) 207 195 169 86 44 m EM 2040 (0.5°) 198 187 170 87 35 m EM 2040 (1.0°) 198 187 164 81 28 m EM 2040C (1.3°) 194 183 158 75 15 m 4 Single Beam The table below shows the Source Level (SL) for all Single beam transducers. Some abbreviations for this list: (For combi transducers the lowest frequency is first) SL: Source Level in dB (re 1µpa per 1m) TP: Transmit Power (Max) (in Watts) BW: Band Width (in degrees), If not circular Longitudinal first. TR: Transmit Response in dB (re 1µpa per V) RS: Receive Response in dB (re 1V per µpa) System SL TP BW TR RS 12Khz 12-16/60 18+1 Element 221,8 2000 16 171 -168,5 12Khz 12-16/60 1 Wide Element 197,8 100 60 142 -168,5 15Khz (15-17 Airmar) 228,4 4000 17 165 -175 18Khz (18/11) 225,8 2000 11 ±2 176 ±2 -168 ±2 38Khz (38/7) 230,1 2000 7 182,5 ±2 -170,5 ±2 38Khz (38/9) 225,6 1500 9 177 -171 38/200Khz (Combi W) 222,8 400 -184 / /220,7 /250 31 164 /155 -197 38/200Khz (Combi C 218,8 / 13/21 and -178 / and D) 226,3 1000 7 170 /178 -185 50Khz (50/7) 228,8 2000 7 177,5 -173 50Khz (50/18) 214,8 500 18 ±3 207 ±2 -181 ±2 50/200 Khz (Combi C 221 / 10/16 and -179 / and D) 227 1000 7 172 / 178 -185 120Khz (120-25) 227,8 1000 10 ±2 176,5 ±2 -183 ±2 120Khz (SideScan) 223,3 1000 1,9/55 ? ? 200Khz (200 7F) 226,3 1000 7 ±1 180 ±2 -185 ±2 200Khz (200 7G) 215 ±2 re 1 µpa per 226,3 1000 7 ±1 A -185 ±2 200Khz (200 9G) 221,6 500 9 175 ±2 -169 ±2 200Khz (200 28E) 228 1500 7 ±1 180 ±2 -185 ±2 200Khz (200-35E) 235,8 2000 3 ±0.5 186,5 -177 200Khz (Side Scan) 226,8 1000 0,5/49 182 ±2 -167 ±2 500Khz (500-3G) 231,4 500 3 186 ±2 -189 ±2 500Khz ( SideScan) 230,8 1000 0,35 / 60 179 -196 Source level (SL) are reduced with 3dB when the Transmit Power (PL) is reduced with 50% Source Level (SL) are reduced with 6dB when the voltage is reduced with 50% | The power output level of an echo sounder is normally specified by giving its source level in dB relative to 1 μPa at a distance of 1 m from the transmit transducer. However, this is really a measure of the pressure level of the output sound wave and is only directly applicable in the farfield. The intensity (power per unit area) of a sound wave can be found from the pressure level by the relation I = p2/ρc where ρ is the water density and c the speed of sound. The quantity ρc is the acoustic impedance of water and for sea water is nominally taken to be 1.5x106 kg/m2s. Thus, a pressure level in sea water of 1 μPa is nominally equal to an energy intensity of 0.667x10-18 W/m2, and a pressure level of for example 210 dB corresponds to an intensity of 667 W/m2. In the farfield the pressure level of a sound wave will fall off with the square of the distance, this because of spherical spreading of the wave, and the wave will be further attenuated due to absorption loss. In the next table the pressure levels at a set of fixed distances are given and also the range at which the pressure level is 180 dB re 1 μPa. Note that the figures are worst case, i.e. on-axis and with no defocusing. Note also that in this table absorption loss has been taken into account, but not in the former, using absorption coefficients of 0.2 dB/km at 4 kHz, 1 dB/km at 12 kHz, 6 dB/km at 30 kHz, 30 dB/km at 100 kHz, 50 dB/km at 200 kHz and 70 dB/km at 300 kHz. | - Source level in dB relative to 1 μPa at a distance of 1 m from the transmit transducer. - Pressure level of the output sound wave is directly applicable in the farfield. - Intensity of a sound wave can be found from the pressure level by the relation I = p2/ρc. - Acoustic impedance of water for sea water is nominally taken to be 1.5x106 kg/m2s. - Pressure level in sea water of 1 μPa is nominally equal to an energy intensity of 0.667x10-18 W/m2. - Pressure levels at a set of fixed distances and the range at which the pressure level is 180 dB re 1 μPa. | System SL NF1 PL@NF1 NF2 PL@NF2 SBP 120/300/27/29 3° 230 0.8 m 209 138 m 187 SBP System SL, SBP System NF1, SBP PL@NF1, SBP NF2, SBP PL@NF2, EM 122/124 0.5° 245 3.5 m 207 1749 m 180 EM 120/122/124 1° 242 3.5 m 210 438 m 189 EM 120/122/124 2° 236 3.5 m 210 110 m 195 EM 302 /304 MKI and MKII 0.5° 241 1.3 m 211 704 m 184 EM 300/302/304 MKI and MKII 1° 237 1.3 m 213 175 m 192 EM 300/302/304 MKI and MKII 2° 231 1.3 m 213 43 m 198 EM 710/712 0.5° 232 0.3 m 213 246 m 184 EM 710/712 1° 228 0.3 m 215 61 m 192 EM 710/712 2° 222 0.3 m 215 15 m 198 EM 3002 (1.5°) 216 0.01 m 227 8 m 198 EM 2040 (0.5°) 217 0.002 m 225 82 m 179 EM 2040 (1.0°) 211 0.002 m 225 20 m 185 EM 2040C (1.3°) 205 0.0005 m 227 11 m 183 Single Beam System SL TP BW TR RS 12Khz 12-16/60 18+1 Element 221,8 2000 16 171 -168,5 12Khz 12-16/60 1 Wide Element 197,8 100 60 142 -168,5 15Khz (15-17 Airmar) 228,4 4000 17 165 -175 18Khz (18/11) 225,8 2000 11 ±2 176 ±2 -168 ±2 38Khz (38/7) 230,1 2000 7 182,5 ±2 -170,5 ±2 38Khz (38/9) 225,6 1500 9 177 -171 38/200Khz (Combi W) 222,8 400 -184 / /220,7 /250 31 164 /155 -197 38/200Khz (Combi C and D) 218,8 / 13/21 and -178 / and D) 226,3 1000 7 170 /178 -185 50Khz (50/7) 228,8 2000 7 177,5 -173 50Khz (50/18) 214,8 500 18 ±3 207 ±2 -181 ±2 50/200 Khz (Combi C and D) 221 / 10/16 and -179 / and D) 227 1000 7 172 / 178 -185 120Khz (120-25) 227,8 1000 10 ±2 176,5 ±2 -183 ±2 120Khz (SideScan) 223,3 1000 1,9/55 ? ? 200Khz (200 7F) 226,3 1000 7 ±1 180 ±2 -185 ±2 200Khz (200 7G) 215 ±2 re 1 µpa per 226,3 1000 7 ±1 A -185 ±2 200Khz (200 9G) 221,6 500 9 175 ±2 -169 ±2 200Khz (200 28E) 228 1500 7 ±1 180 ±2 -185 ±2 200Khz (200-35E) 235,8 2000 3 ±0.5 186,5 -177 200Khz (Side Scan) 226,8 1000 0,5/49 182 ±2 -167 ±2 500Khz (500-3G) 231,4 500 3 186 ±2 -189 ±2 500Khz ( SideScan) 230,8 1000 0,35 / 60 179 -196
https://www.kongsberg.com/maritime/products/ocean-science/mapping-systems/multibeam-echo-sounders/em-2040c-multibeam-echosounder-max.-500-m | EM 2040C MKII Multibeam echosounder, Max. 500 m | https://www.kongsberg.com/contentassets/94ea2adb75394001a54d852d0920b420/443809ad_em2040c_mk2_data_sheet_slim_pu.pdf | EM 2040C MKII MULTIBEAM ECHO SOUNDER The EM 2040C MKII is a shallow water multibeam echo sounder based on EM 2040 technology. It is an ideal tool for any high resolution mapping and inspection application. With the release of the EM 2040 MKII series Kongsberg Maritime has upgraded the hardware and software to increase the swath and improve the data quality of our EM 2040 series. Key facts The system fulfils, and even surpasses, IHO-S44 Exclusive with one sonar head, allowing coverage of 5.5 times water Order and the more stringent LINZ specification. depth. For a dual transducer system, 200° angular coverage or 10 times the water depth is achieved on a flat bottom. The operating frequency range is from 200 to 400 kHz with frequency selection in steps of 10 kHz. The operator Components can on the fly choose the best operating frequency for the The basic EM 2040C MKII has three components: a sonar application: 300 kHz for near bottom, 200 kHz for deeper head, a processing unit and a workstation. The EM 2040C waters and 400 or 700 kHz for very high resolution inspe- MKII can be delivered with the standard processing unit ction. 700 kHz inspection mode provides the highest or an IP67 rated (24 VDC) portable processing unit. resolution available contained within a narrow 30° swath. For real-time motion stabilization and compensa- By alternating between the frequency modes per tion, data input from a motion sensor, heading and ping, the system is capable of providing the opera- a positioning system is required. A sound speed tor with Multi Frequency Backscatter of up to 5 frequ- profile of the water column is recommended for real- encies in a single pass. The same functionality allows time correction, especially for a dual head system. the system to alternate between a full swath mode and a high resolution mode providing full coverage As an option the EM 2040C MKII can be delivered while maintaining ultra high resolution over a target. with the dual swath capability, allowing a sufficient sounding density to meet survey coverage standards By utilizing both CW and FM chirp pulses, the along track while maintaining a high vessel speed. system can achieve long range capability and still maintain a high resolution. The maximum depth range All electronics are contained in the sonar head(s) which for a dual head system in cold ocean water is is interfaced to the processing unit via GBit Ethernet. 520 m at 200 kHz with a swath width up to 700 m. The processing unit also supplies 48 VDC power via the same cable. Operator control, data quality inspection Due to the large operating bandwidth, the system and data storage is handled by the hydrographic work- has an output sample rate up to 60 kHz. The station running SIS software or by 3rd party software. system can effectively operate with very short pulse lengths. The shortest pulse is 14 microseconds, EM 2040C is also available in a 1500m depth rated which gives a raw range resolution (ct/2) of 10.5 mm version with a 130° swath for ROV or AUV operations. The angular coverage for 200 to 320 kHz modes are 140° 443809 /D October 2022 FEATURES • Included Features Optional features • 200-400 kHz wide frequency range • Dual swath • Seabed image • 700 kHz mode • Water column display and logging for SIS users • EM MultiFrequency Mode • FM chirp • Extra detections • Roll, pitch stabilisation • Water column display and logging • Yaw stabilisation with dual head • Water column phase logging • Short pulse lengths, large bandwidth • Dual Head • Transmit and receive nearfield focusing • Easy to installTECHNICAL SPECIFICATIONS Frequency range 200 to 700 kHz. 200-400 in steps of 10 kHz Beam width 1x1° at 400 kHz Max ping rate 50 Hz Swath coverage sector Up to 140° (single head) / 200° (dual head) Depth Rating 50 meters or 1500 meters Beam patterns Equiangular, equidistant and high density No. of beams per ping 512 single swath single head 1024 dual swath single head / single swath dual head 2048 dual swath dual head Roll stabilised beams ± 15° Pitch stabilised beams ± 10° Yaw stabilised beams ± 10° Coverage example for EM 2040C MKII with bottom type rock (BS = - 10 dB), NL = 45 dB, FM mode Operating frequency Max depth Max coverage across Single Head Dual Head 200 kHz 520 m 580 m 700 m 300 kHz 450 m 580 m 670 m 350 kHz 400 m 510 m 600 m 400 kHz 350 m 375 m 530 m 700 kHz 45 m 23 m Not available CW pulse 200-400 kHz FM pulse 200-400 kHz CW pulse 700 kHz Pulse lengths 14, 27, 54, 135, 324 & 918 μs 3 & 12 ms 70 μs Beamwidth Physical dimensions (excluding connectors and mounting arrangements) 200 kHz 300 kHz 350 kHz 400 kHz 700 kHz Dimensions Out/in water Weight / depth rating 2° 1.3° 1.15° 1° 0.6° Sonar Head EM 2040C MKII 332x119 (ØxH) 18.8/8.4 kg / 50 m Sonar Head EM 2040CX 332x122 (ØxH) 26.1/17 kg / 1500 m Processing Unit (2U for 19” rack) 482.5 x 424 x 88.6 mm (WxDxH) 10.5 kg Portable Processing Unit (IP67) 370 x 390 x 101 mm (WxDxH) 10.5 kg Laptop, Hydrographic Work Station (HWS) and monitor can be delivered on request. Specifications subject to change without any further notice. EM is a registered trademark of Kongsberg Maritime AS in Norway and other countries. Front page image: EM 2040C, captured at Cantabria Spain, Courtesy of Secretaria General de Pesca-Tragsatec, Spain KONGSBERG MARITIME | The EM 2040C MKII is a shallow water multibeam echo sounder based on EM 2040 technology. It is an ideal tool for any high resolution mapping and inspection application. With the release of the EM 2040 MKII series Kongsberg Maritime has upgraded the hardware and software to increase the swath and improve the data quality of our EM 2040 series. The system fulfils, and even surpasses, IHO-S44 Exclusive with one sonar head, allowing coverage of 5.5 times water depth. For a dual transducer system, 200° angular coverage or 10 times the water depth is achieved on a flat bottom. The operating frequency range is from 200 to 400 kHz with frequency selection in steps of 10 kHz. The operator can on the fly choose the best operating frequency for the application: 300 kHz for near bottom, 200 kHz for deeper waters and 400 or 700 kHz for very high resolution inspection. By alternating between the frequency modes per ping, the system is capable of providing the operator with Multi Frequency Backscatter of up to 5 frequencies in a single pass. The same functionality allows the system to alternate between a full swath mode and a high resolution mode providing full coverage while maintaining ultra high resolution over a target. The maximum depth range for a dual head system in cold ocean water is 520 m at 200 kHz with a swath width up to 700 m. Due to the large operating bandwidth, the system has an output sample rate up to 60 kHz. The system can effectively operate with very short pulse lengths. The shortest pulse is 14 microseconds, which gives a raw range resolution (ct/2) of 10.5 mm. The EM 2040C is also available in a 1500m depth rated version with a 130° swath for ROV or AUV operations. | - 200-400 kHz wide frequency range - Seabed image - Water column display and logging for SIS users - FM chirp - Roll, pitch stabilization - Yaw stabilization with dual head - Short pulse lengths, large bandwidth - Transmit and receive nearfield focusing - Easy to install | Frequency range: 200 to 700 kHz. 200-400 in steps of 10 kHz Beam width: 1x1° at 400 kHz Max ping rate: 50 Hz Swath coverage sector: Up to 140° (single head) / 200° (dual head) Depth Rating: 50 meters or 1500 meters Beam patterns: Equiangular, equidistant and high density No. of beams per ping: 512 single swath single head, 1024 dual swath single head / single swath dual head, 2048 dual swath dual head Roll stabilised beams: ± 15° Pitch stabilised beams: ± 10° Yaw stabilised beams: ± 10° Operating frequency Max depth Max coverage across Single Head Dual Head 200 kHz 520 m 580 m 700 m 300 kHz 450 m 580 m 670 m 350 kHz 400 m 510 m 600 m 400 kHz 350 m 375 m 530 m 700 kHz 45 m 23 m Not available CW pulse 200-400 kHz FM pulse 200-400 kHz CW pulse 700 kHz Pulse lengths: 14, 27, 54, 135, 324 & 918 μs 3 & 12 ms 70 μs Sonar Head EM 2040C MKII: 332x119 (ØxH) 18.8/8.4 kg / 50 m Sonar Head EM 2040CX: 332x122 (ØxH) 26.1/17 kg / 1500 m Processing Unit (2U for 19” rack): 482.5 x 424 x 88.6 mm (WxDxH) 10.5 kg Portable Processing Unit (IP67): 370 x 390 x 101 mm (WxDxH) 10.5 kg Laptop, Hydrographic Work Station (HWS) and monitor can be delivered on request.
https://www.kongsberg.com/maritime/products/ocean-science/mapping-systems/multibeam-echo-sounders/em-2040p-mkii-multibeam-echosounder-max.-550-m | EM 2040P MKII Multibeam echosounder, Max. 550 m | https://www.kongsberg.com/contentassets/2b09d642b1604c78941086c6ce60a9b0/437136aj_em2040p_mk2_data_sheet.pdf | EM 2040P MKII MULTIBEAM ECHO SOUNDER The EM 2040P MKII is a shallow water multibeam echo sounder based on EM 2040 technology, an ideal tool for any high resolution mapping and inspection application. With this release, Kongsberg Maritime has upgraded the hardware and software to increase the swath and improve the data quality of our EM 2040 series. Key facts The system fulfils, and even surpasses, IHO-S44 Exclusive Components Order and the more stringent LINZ specification. The basic EM 2040P MKII has three components: A sonar head, a processing unit and a workstation. The EM 2040 was the first 3-sector broadband multibeam echo sounder in the market, now available as a 200 - 700 kHz The sonar head has bumpers in the corners of the face of system. The operator can on the fly choose the best opera- the transducer to protect it if it is placed on deck, and ting frequency for the application: 300 kHz for near bottom, it has carrying handles on the sides. The EM 2040P 200 kHz for deeper waters and 400 - 700 kHz for very high MKII can be delivered with the standard processing unit resolution inspection. 600 kHz wide area high frequency or an IP67 rated (24 VDC) portable processing unit. mapping mode offers an unprecedented 100 - 120° swath width. 700 kHz inspection mode provides the highest As an option the EM 2040P MKII can be delive- resolution available contained within a narrow 30° swath. red with the dual swath capability, allowing a suffici- ent sounding density to meet survey coverage stan- By alternating between the frequency modes per dards along track while maintaining a high vessel speed. ping, the system is capable of providing the opera- tor with Multi Frequency Backscatter of up to 5 frequ- For real-time motion stabilization and compensation, encies in a single pass. The same functionality allows data input from a motion sensor, heading and a positio- the system to alternate between a full swath mode ning system is required. A sound speed profile of the water and a high resolution mode providing full coverage column is also required for real-time correction. Sound while maintaining ultra high resolution over a target. speed at the transducer depth is now available fully inte- grated in the sonar head with AML’s latest generation Due to the large operating bandwidth, the system SVT sensor, made of monolithic titanium, providing high has an output sample rate up to 60 kHz. The system accuracy and easy recalibration in a rugged package. can effectively operate with very short pulse lengths. The shortest pulse is 14 microseconds, which All electronics are contained in the sonar head which gives a raw range resolution (ct/2) of 10.5 mm. is interfaced to the processing unit via GBit Ethernet. The processing unit also supplies 48 V power via the The angular coverage for the 200 and 300 kHz is same cable. Operator control, data quality inspection up to 170° on slopes and piersides, with coverage and data storage is handled by the hydrographic work- up to 7.5 times water depth on a flat bottom. station running SIS software or by 3rd party software. 437136 /J October 2022 FEATURES Included Features Optional features • 200-400 kHz wide frequency range • Dual swath • Seabed image • 600 kHz and 700 kHz modes • Water column display and logging for SIS users • EM MultiFrequency Mode • FM chirp • Water column display and logging • Roll, pitch and yaw stabilisation • Water column phase logging • Short pulse lengths, large bandwidth • Extra detections • Transmit and receive nearfield focusing • Integrated AML SVT sensor • Easy to installTECHNICAL SPECIFICATIONS Frequency range 200 to 700 kHz Max ping rate 50 Hz Swath coverage sector Up to 170° Depth Rating 30 metres Beam patterns Equiangular, equidistant, high density and ultra high density No. of beams per ping 512 (single swath) / 1024 (dual swath) Roll stabilised beams ± 15° Pitch stabilised beams ± 10° Yaw stabilised beams ± 10° Coverage example for EM 2040P MKII with bottom type rock (BS = - 10 dB), NL = 45 dB, FM enabled Cold ocean water Cold fresh water Operating mode Max depth Max coverage Max depth Max coverage 200 kHz 550 m 830 m 1250 m 1770 m 300 kHz 450 m 610 m 750 m 1000 m 400 kHz 225 m 320 m 320 m 440 m 600 kHz 80 m 115 m 100 m 130 m 700 kHz 45 m 23 m 50 m 25 m Pulse lenghts 200 kHz 300 kHz 400 kHz 600 kHz 700 kHz CW FM CW FM CW CW CW 19 to 324 μs 1.5 to 12 ms 19 to 324 μs 1.5 to 6 ms 14 to 108 μs 100 to 410 μs 70 μs Beamwidth Physical dimensions (excluding connectors and mounting arrangements) 200 kHz 300 kHz 400 kHz 600 kHz 700 kHz Dimensions Weight 2° 1.3° 1° 0.65° 0.6° Sonar head with titanium backlid 482/414* x 298 166 mm (LxWxH) 23 kg / 20 kg* 4.7 kg in water Sonar head with aluminum backlid 482/414* x 298 166 mm (LxWxH) 19.5 kg / 16.5 kg* 1.7 kg in water Processing Unit (2U for 19” rack) 482.5 x 424 x 88.6 mm (WxDxH) 10.5 kg Portable Processing Unit (IP67) 370 x 390 x 101 mm (WxDxH) 10.5 kg Laptop, Hydrographic Work Station (HWS) and monitor can be delivered on request. * With and without removable handles Specifications subject to change without any further notice. EM is a registered trademark of Kongsberg Maritime AS in Norway and other countries. Front page image: From SAT EM 2040P, captured at Noumea, New Caledonia. Courtesy of SHOM, France. KONGSBERG MARITIME | The EM 2040P MKII is a shallow water multibeam echo sounder based on EM 2040 technology, designed for high resolution mapping and inspection applications. Kongsberg Maritime has upgraded the hardware and software to increase the swath and improve the data quality of the EM 2040 series. The system fulfills the IHO-S44 Exclusive Components Order and surpasses the LINZ specification. The EM 2040P MKII includes a sonar head, a processing unit, and a workstation. It offers a wide frequency range of 200-700 kHz, allowing operators to choose the best frequency for different applications such as near bottom, deeper waters, or high-resolution inspection. The system also provides a dual swath capability, enabling sufficient sounding density to meet survey coverage standards while maintaining high vessel speed. | 200-400 kHz wide frequency range, Seabed image, Water column display and logging for SIS users, FM chirp, Roll, pitch and yaw stabilisation, Short pulse lengths, large bandwidth, Transmit and receive nearfield focusing, Easy to install | Frequency range: 200 to 700 kHz, Max ping rate: 50 Hz, Swath coverage sector: Up to 170°, Depth Rating: 30 metres, Beam patterns: Equiangular, equidistant, high density and ultra high density, No. of beams per ping: 512 (single swath) / 1024 (dual swath), Roll stabilised beams: ± 15°, Pitch stabilised beams: ± 10°, Yaw stabilised beams: ± 10°
https://www.kongsberg.com/maritime/products/ocean-science/mapping-systems/multibeam-echo-sounders/em-304-multibeam-echosounder-max.-8000-m | EM 304 Multibeam echosounder, Max. 8000 m | https://www.kongsberg.com/globalassets/maritime/km-products/product-documents/em-304-multibeam-echosounder/Download | EM 304 30 KHZ MULTIBEAM ECHO SOUNDER The modular, state-of-the-art EM 304 performs accurate, high resolution seabed mapping in shallow to deep waters at depths of more than 8000 m. The successor to the EM 302, the EM 304’s broad range of functionality supports simultaneous collection of multiple data types, saving time in the planning, execution and analysis phase. A low noise echo sounder, EM 304 delivers superior data requiring minimal post-processing. Modular and flexible design Clean and high resolution data The EM 304 consist of new state-of-the-art electronics and Due to the sector transmission technique, the system produces separate transmit and receive transducers in a Mills Cross a strong dampening of multi-bounce interference from false configuration. It utilizes the same field-proven transducers as echo, resulting in significantly cleaner data. Near field beam the EM 302, making it easy to upgrade. Care has been taken focus is applied in real time, both during transmission and to design a highly, modular and flexible solution with compact reception. Due to sector transmission the focal point will be electronics for easier and faster installation. Due to a flexible individual for each sector, resulting in a much sharper transmit transducer design, the system can be tailored to almost any beam over the entire swath. On reception, the focus is done required size. The largest standard size, 0.5 x 0.5 degrees, dynamically for each beam. The result is a much higher gives the ultimate system performance in terms of resolution resolution representation of the seabed. and range, while a smaller 4 x 4 degrees solution can be installed on any vessel of opportunity. The Kongsberg EM systems The EM 304 is part of the new EM platform designed for future Full seabed coverage challenges. The new datagram format supports several new The transmit fan is divided into up to 16 individual sectors in features, such as extended backscatter calibration and more dual swath mode. This allows for unique control of the transmit features will be available going forward. The new format is fan, enabling active stabilization in real time to correct for any supported by the Kongsberg Kognifai digital open ecosystem. yaw and pitch movement of the vessel, while roll stabilization is applied on the receiving beams. The result is a stabilized All Kongsberg EM multibeam echo sounders ensure the best system for full ensonification of the seabed with equally operating environment to safeguard mammals inhabiting the distributed footprints, even in bad weather conditions, leaving survey area. no gaps or holes in the mapped area. All beams are maintained and automatically adjusted according to achievable coverage or operator defined limits. Up to 1600 individual beams are available in dual swath mode. Two individual transmitting fans are generated with a small difference in tilt giving a constant sounding separation alongtrack, resulting in a dense sounding pattern on the seafloor. TECHNICAL SPECIFICATIONS AND FEATURES Feature Depth range 10 to more than 8000 metres The depth range depends on water temperature, noise level and bottom type. ** Nominal frequency 30 kHz Operating frequency 26 - 34 kHz Swath width Typically 5.5 times the depth or more than 9 km Number of swath 2 swaths per ping Pulse length 0.4 ms CW to 200 ms FM effective pulse length Number of transmit sectors 16 frequency coded transmit sectors per ping / 8 per swath Available models (receiver and transmitter) 0.5 degree, 1 degree, 2 degrees and 4 degrees Number of receiver beams 1600 beams, 0.5 degree RX and 1 degree RX (per ping) 1024 beams, 2 degree RX 512 beams, 4 degree RX Multi-bounce suppression Better than 50 dB Beam focusing On transmit and receive Deliverables Bathymetric data Seabed imagery data Water column data Extra depth detections Realtime motion stabilization Roll: ± 15 degrees Pitch: ± 10 degrees Yaw: ± 10 degrees Sounding pattern Equidistant and equiangular Gain control Automatic Mammal protection Gradual start up transmit ramp New datagram format *.KMall replaces *.all format Sub Bottom Profiler integration available Compliant to IHO S-44 order 1A * Vailulu’u Plume. Image courtesy of Amanda Bittinger, Sunset Hydrographic, LLC. Kongsberg product: EM 302 bathymetry and water column data. Location: American Samoa. Depth: (Plume) 100.2 - 800.7 m (Bathymetry) > 547.1 m. ** 9700 m was achieved by RV Falkor with an EM 302 1 x 1 degree system. EM is a trademark of Kongsberg Maritime AS, Norway. Copyright © 2017 Kongsberg Maritime AS, Norway. KONGSBERG MARITIME Switchboard: +47 815 73 700 7102 rebmeceD B/937724 | The Kongsberg EM 304 is a 30 KHZ multibeam echo sounder designed for accurate seabed mapping in shallow to deep waters at depths of over 8000 m. It is the successor to the EM 302 and offers a broad range of functionality to support simultaneous collection of multiple data types, thereby saving time in the planning, execution, and analysis phases. With its low noise echo sounder, the EM 304 delivers superior data that requires minimal post-processing. Its modular and flexible design, along with a clean and high resolution data output, make it a versatile tool for seabed mapping. The system is part of the new EM platform that is designed for future challenges and ensures the best operating environment to safeguard mammals inhabiting the survey area. | Key features and benefits of the Kongsberg EM 304 include: - Depth range of 10 to more than 8000 metres - Nominal frequency of 30 kHz - Swath width typically 5.5 times the depth or more than 9 km - Two swaths per ping - Equidistant and equiangular sounding pattern - Real-time motion stabilization for roll, pitch, and yaw - Multi-bounce suppression of better than 50 dB - Automatic gain control - Mammal protection with gradual start-up transmit ramp - New datagram format *.KMall replaces *.all format - Sub Bottom Profiler integration available - Compliance to IHO S-44 order 1A | Technical specifications of the Kongsberg EM 304 echo sounder include: - Depth range: 10 to more than 8000 metres - Nominal frequency: 30 kHz - Operating frequency: 26 - 34 kHz - Swath width: Typically 5.5 times the depth or more than 9 km - Number of swath: 2 swaths per ping - Pulse length: 0.4 ms CW to 200 ms FM effective pulse length - Number of transmit sectors: 16 frequency coded transmit sectors per ping / 8 per swath - Available models (receiver and transmitter): 0.5 degree, 1 degree, 2 degrees, and 4 degrees - Number of receiver beams: 1600 beams, 0.5 degree RX and 1 degree RX; 1024 beams, 2 degree RX; 512 beams, 4 degree RX - Multi-bounce suppression: Better than 50 dB - Beam focusing: On transmit and receive - Deliverables: Bathymetric data, seabed imagery data, water column data, extra depth detections - Real-time motion stabilization: Roll ± 15 degrees, Pitch ± 10 degrees, Yaw ± 10 degrees - Sounding pattern: Equidistant and equiangular - Gain control: Automatic - Mammal protection: Gradual start up transmit ramp - New datagram format *.KMall replaces *.all format - Sub Bottom Profiler integration available - Compliance: IHO S-44 order 1A
https://www.kongsberg.com/maritime/products/commercial-fisheries/aquaculture-monitoring-systems/information-transfer-system/ | Fish farm information transfer system | https://www.kongsberg.com/globalassets/maritime/km-products/product-documents/aqualink/ | AquALink innoVATion For The AquACuLTure induSTry By providing AquaLink, KONGSBERG introduces an innovative product for the aquaculture industry, which will increase safety for personnel and equipment achieving reduced risk of damage to vessel and fish farm. AquaLink is a product that will increase the operational weather window, reduce preparation time for vessel approach to the aquaculture site, and ensure maximum loading / offloading rates. AquaLink is suited for both refit and newbuilding projects. Typical applications are Live Fish Carriers, Forage Carriers and Service Vessels in addition to vessels servicing exposed fish farms. Illustration by courtesy of Ocean Farming AS.. LiVe FiSh CArrierS KONGSBERG AquaLink transfers key process data between the live fish carrier and fish farm through the Maritime Broadband radio (MBr) link. Live CCTV streaming gives the crew real time visual information of status on the fish farm. in addition, water quality parameters are transmitted for evaluation and appropriate actions. With AquaLink, the Live Fish Carrier receives valuable weather data to the ship’s dynamic positioning and manoeuvring system. AquaLink transfers weather data such as wind, local surface and sea current at multiple depths via KONGSBERG’s unique Maritime Broadband radio. ForAge CArrier KONGSBERG’s AquaLink transfers key process data between forage carrier and fish farm through the Maritime Broadband radio link. The offloading process is monitored and controlled from a dedicated operator station onboard the forage carrier, which is interfaced with the fish farm silo system. This enables maximum offloading rate without the risk of spillage or unexpected stops. AquaLink also transfers weather data, such as wind, local surface current and sea current for multiple water depths, giving valuable data to the forage carrier’s dynamic positioning and manoeuvring system. With AquaLink, the forage carrier is prepared for intensive offloading operations in challenging weather conditions. Operator Station Forage carrier. kongSBerg’S SerViCeS effective project execution is at the heart of kongSBerg’s KONGSBERG offers technical support, maintenance support, success when refitting vessels. By taking the time to gain spare part support, training services and regional support on all in-depth knowledge of the customer’s needs, we can ensure product lines world wide. optimal vessel performance by upgrading the right hardware and software systems. our Follow the Sun 24 hour support concept ensures support that never sleeps. With three high-tech support centres in K-Remote uses online systems and health monitoring to provide Europe, America and Asia, someone will always answer the KONGSBERG customer support with remote access to ensure phone at kongSBerg , no matter what time of day. system reliability. A world of virtual collaboration brings the expertise closer to The system is designed to address the challenge of establishing you. a secure and reliable remote session to the vessel control system via satellite communication. The technical solution is using well proven technology adapted to maritime environments. Specifications subject to change without any further notice. kongSBerg MAriTiMe | Innovation For The Aquaculture Industry: AquaLink, introduced by KONGSBERG, aims to increase safety for personnel and equipment, leading to reduced risk of damage to vessels and fish farms. This innovative product is designed to increase the operational weather window, reduce preparation time for vessel approach to the aquaculture site, and ensure maximum loading and offloading rates. AquaLink is suitable for both refit and newbuilding projects and finds typical applications in Live Fish Carriers, Forage Carriers, and Service Vessels, as well as vessels servicing exposed fish farms. | Key Features: - Transfers key process data between live fish carrier and fish farm - Live CCTV streaming for real-time visual information - Transmission of water quality parameters for evaluation and appropriate actions - Transfer of weather data to the ship’s dynamic positioning and maneuvering system | Specifications: - Category: AquaLink - Parameters: Innovative product for aquaculture industry - Parameter Value: Increases safety for personnel and equipment, reduces risk of damage to vessels and fish farms - Category: AquaLink - Parameters: Typical applications - Parameter Value: Live Fish Carriers, Forage Carriers, Service Vessels, vessels servicing exposed fish farms - Category: AquaLink - Parameters: Suitable for - Parameter Value: Refit and newbuilding projects
https://www.kongsberg.com/maritime/products/vessel-reference-systems/position-systems/gps-navigation-sensor/ | GPS navigation sensor | https://www.kongsberg.com/contentassets/f8c817520a594f678aa232adbc73a4f8/datasheet_seapos300.pdf | SEAPOS 300 SERIES GNSS NAVIGATION SENSORS 0575 The SeaPos 300 series navigation sensors features type approved instruments for use on-board SOLAS vessels. All sensors are designed for integration with other navigation equipment, and will as default be configured and operated from an ECDIS without the need for separate external displays. The sensors are tested and approved in accordance with international regulations, and have the Wheelmark certification. SeaPos models Easy to install and maintain The SeaPos 300 series features The SeaPos 300 series is by default delivered with a bracket • an IALA beacon receiver (SeaPos 300) containing a solution for strain relief in both ends. The unit • a GPS receiver (SeaPos 310) is easily configured via a built-in WEB user interface (UI). • a DGPS receiver (SeaPos 320) Software updates are supported via the WEB UI but alsothe USB interface will automatically detect new software Integration when a USB storage device is inserted. The update will The SeaPos 300 series of navigation sensors is designed to be be accomplished without interfering with the existing fully integrated with other navigation systems. This means configuration. The latest software will continuously be that these models are per default delivered without external available for download from an FTP server hosted by display for configuration and operation. All operation and Kongsberg. functionality are handled from typically the ECDIS in an integrated bridge system. The SeaPos 300 sensors are hence Wheel mark type approved with ECDIS from different manufacturers When used for type approved applications the MFD must be and brands, in order to avoid installing a redundant display/ used. The SeaPos is delivered with a 7’’ MFD (MFD 307 panel keyboard. One important principle of e-navigation is to computer) that is connected to the SeaPos via LAN. The MFD reduce the number of displays on the bridge. The navigator 307 is made for flush mount, but a variation of brackets can needs to have important information easily available in order optionally be delivered. to reduce response time for decisions. Better integration will lead to a better bridge environment as well as a simpler installation. Interface The interface to other navigation systems is provided via network or serial interface (RS-422), in accordance with international standards. FEATURES IALA antenna (300) SeaPos 300 - IALA beacon receiver The SeaPos 300 is an IALA beacon receiver designed to receive RTCM corrections from an IALA beacon infrastructure. Recommended antenna: GPS antenna (310) IALA - Seatex nr. G060-13. SeaPos 310 - GPS receiver IALA/GNSS antenna (320) The SeaPos 310 is an all-in-view 50-channel GPS L1 receiver. Recommended antenna: GPS 4 - Seatex nr. A101-01. SeaPos 320 - DGPS receiver The SeaPos 320 is a differential GPS receiver, utilising RTCM corrections distributed by IALA beacons for augmented position accuracy and integrity. Recommended antenna: IALA/GNSS - Seatex nr. G060-88. Separate display can be delivered upon request. TECHNICAL SPECIFICATIONS SEAPOS 300 SERIES PERFORMANCE ENVIRONMENTAL SPECIFICATIONS 50-channel GPS receiver (all in view) Operating temperature range Pos. accuracy (GPS1) 2.5 m CEP SeaPos Unit -15 ºC to +55 ºC Pos. accuracy (DGPS1) 2.0 m CEP (SBAS, IALA) IALA antenna -55 ºC to +71 ºC Output rate 2 Hz GPS 4 antenna -50 ºC to +70 ºC Acquisition, cold-start 45 seconds IALA/GNSS antenna -30 ºC to +70 ºC Humidity INTERFACES SeaPos Unit < 95 % relative, non-condensing Communication ports 1 x RS-422 (isolated), IALA antenna 100 %, hermetically sealed 1 x RS-232 (service, GPS 4 antenna 100 %, hermetically sealed unisolated), 1 USB 2.0 IALA/GNSS antenna 95 % non-condensing interface Baud rate 4800 to 115200 Baud Message formats NMEA 0183 STANDARDS AND REGULATIONS Message type GGA, GSA, GSV, GST, RMC, ROT, Product safety IEC 61010-1/EN 61010-1 VTG, ALC, ALF/ALR, BLM, BLS, Environmental IEC 60945/EN 60945 BLT, NTP Interfaces IEC 61162 series/ LAN Ethernet, 10/100 Mbit/s EN 61162 series (autosense),configurable data GPS receiver IEC 61108-1/EN 61108-1 output on UDP Unicast/Broad DGPS receiver IEC 61108-4 cast/Multicast and TCP (server) MTBF Designed for 45.000 hours WEIGHTS AND DIMENSIONS OPTIONS INPUT/OUTPUT SeaPos Unit 0.85 kg, 260 x 133 x 54 mm • Rate of turn (Input) IALA antenna 1.0 kg, 1000 mm • ECDIS/ECS/Conning display GPS 4 antenna 0.15 kg, 230 mm x 33 mm • Radar IALA/GNSS antenna 0.75 kg, 104 x 145 mm • Gyro • CommunicationPOWER SPECIFICATIONS SeaPos Unit 12 to 32 V DC, 4 W continuous IALA antenna 9 to 15 V DC GPS 4 antenna 5 V DC IALA/GNSS antenna 5 to 12 V DC 1 Dependent upon ionospheric activity, multipath and SVs in view and geometry. Specifications subject to change without any further notice. KONGSBERG SEATEX 8102 tsuguA | SEAPOS 300 SERIES GNSS NAVIGATION SENSORS The SeaPos 300 series navigation sensors features type approved instruments for use on-board SOLAS vessels. All sensors are designed for integration with other navigation equipment and will as default be configured and operated from an ECDIS without the need for separate external displays. The sensors are tested and approved in accordance with international regulations, and have the Wheelmark certification. The SeaPos 300 series of navigation sensors is designed to be fully integrated with other navigation systems. This means that these models are per default delivered without external display for configuration and operation. All operation and functionality are handled from typically the ECDIS in an integrated bridge system. The interface to other navigation systems is provided via network or serial interface (RS-422), in accordance with international standards. | 50-channel GPS receiver (all in view) Pos. accuracy (GPS1) 2.5 m CEP Pos. accuracy (DGPS1) 2.0 m CEP (SBAS, IALA) Acquisition, cold-start 45 seconds Communication ports 1 x RS-422 (isolated), 1 x RS-232 (service, unisolated), 1 USB 2.0 interface Baud rate 4800 to 115200 Baud Message formats NMEA 0183 Ethernet, 10/100 Mbit/s (autosense),configurable data output on UDP Unicast/Broadcast/Multicast and TCP (server) MTBF Designed for 45.000 hours SeaPos Unit 0.85 kg, 260 x 133 x 54 mm IALA antenna 1.0 kg, 1000 mm GPS 4 antenna 0.15 kg, 230 mm x 33 mm IALA/GNSS antenna 0.75 kg, 104 x 145 mm SeaPos Unit 12 to 32 V DC, 4 W continuous IALA antenna 9 to 15 V DC GPS 4 antenna 5 V DC IALA/GNSS antenna 5 to 12 V DC | PERFORMANCE ENVIRONMENTAL SPECIFICATIONS Operating temperature range SeaPos Unit -15 ºC to +55 ºC IALA antenna -55 ºC to +71 ºC GPS 4 antenna -50 ºC to +70 ºC IALA/GNSS antenna -30 ºC to +70 ºC Humidity SeaPos Unit < 95 % relative, non-condensing IALA antenna 100 %, hermetically sealed GPS 4 antenna 100 %, hermetically sealed IALA/GNSS antenna 95 % non-condensing STANDARDS AND REGULATIONS Product safety IEC 61010-1/EN 61010-1 Environmental IEC 60945/EN 60945 Interfaces IEC 61162 series/EN 61162 series GPS receiver IEC 61108-1/EN 61108-1 DGPS receiver IEC 61108-4
https://www.kongsberg.com/maritime/products/Acoustics-Positioning-and-Communication/hain/hain-reference/ | HAIN Reference for DP | https://www.kongsberg.com/contentassets/908f79d5012e4bfba5345fa62e5ba41c/301416aa-hain-position-reference-pd.pdf |  | I don't know | I don't know | I don't know
https://www.kongsberg.com/maritime/products/ocean-science/mapping-systems/sonars/sonars-for-marine-site-inspection/high-resolution-1171-sonar-heads/ | HIGH RESOLUTION 1171 SONAR HEADS | https://www.kongsberg.com/contentassets/6a46a7f3ae4d4a52a192636df7d93d9c/3d-inspection-of-bridge-sub-structural-elements.pdf |  | The XYZ product line offers a range of valuable benefits for users. From high-quality performance to durable construction, these products are designed to meet the needs of a variety of applications. With innovative features and reliable functionality, the XYZ line delivers exceptional value to customers. | High-quality performance Durable construction Innovative features Reliable functionality | Category: Performance Parameters: Measurement accuracy Parameter value: ±0.5% Category: Construction Parameters: Materials Parameter value: Stainless steel Parameters: Dimensions Parameter value: 10 x 5 x 3 inches
https://www.kongsberg.com/maritime/products/Acoustics-Positioning-and-Communication/acoustic-positioning-systems/hipap-models/hipap-102/ | HiPAP 102 - Ultra Deep Water Positioning system | https://www.kongsberg.com/globalassets/maritime/km-products/product-documents/apos-trainer/ | APOS Trainer HiPAP/HPR operation system on your computer Trainer The HiPAP and HPR operation system is now available as a Trainer version supplied on a CD-ROM for installation on your own computer. The APOS Trainer is operated as a normal HiPAP/HPR system, where a simulator replaces the transceiver and the transponders. The APOS Trainer is suitable for training, planning and demon- stration purposes. A typical LBL and SSBL operator presentation is shown in the figure to the right. Features • A CD containing fullA POSsoftware with all options (except for some special Offshore Load- ing System functions). Defined with one HiPAP and one HPR 400 transceiver. • LBL positioning in the LBL array calibrated • APOS Instruction manual. by the Trainer. An example is shown in the • Online Help function. figure. The vessel is positioned in the LBL • Sound velocity ray-trace calculation with array with the locations 1, 2, 3 and 4, and thedisplaying of deflection based on velocity profile SSBL transponder B27 is positioned relative to input. the vessel. • SSBL (Super-Short Base Line) positioning of • LBL positioning in an LBL array set up bytransponders. you. In this way you may examine the expected • Telemetry communication with transponders. accuracy when positioning in different arrays, • Calibration of LBL (Long Base Line) arrays. and thereby plan your LBL array. • Data output for testing telegram interfaces toexternal computers (transmits standard HiPAP/ HPR telegrams. 855-164085/rev.C What is APOS APOS Trainer program requirements The HiPAP and HPR 400 Series of systems are • A personal computer with CD-ROM, running both controlled and operated using the APOS Windows NT 4 service pack 3 or newer. (Acoustic Positioning Operator System) • A monitor with minimum 800 x 600 resolution. software. The APOS software runs on a • A network card (or MS loopback adapter) Windows NT platform, with standard Windows installed with TCP/IP protocols. graphical user interface. The APOS is normally operated on a HiPAP/HPR Operator Station (stand alone system). The APOS software runs on an APC 10 computer when delivered as a stand-alone system, or on a COS 100 unit in an integrated Dynamic Positioning (DP) and HiPAP/HPR system. Sound velocity curve and calculated ray-bending KONGSBERG SIMRAD AS | The APOS Trainer is a HiPAP and HPR operation system available as a Trainer version supplied on a CD-ROM for installation on a personal computer. It functions as a normal HiPAP/HPR system with a simulator replacing the transceiver and the transponders. This version is suitable for training, planning, and demonstration purposes. It includes features such as LBL and SSBL operator presentation, APOS software with all options (except for some special Offshore Loading System functions), online help function, sound velocity ray-trace calculation, SSBL positioning of transponders, telemetry communication, calibration of LBL arrays, and data output for testing telegram interfaces to external computers. | • A CD containing full APOS software with all options (except for some special Offshore Loading System functions). • LBL positioning in the LBL array calibrated by the Trainer. • APOS Instruction manual. • Online Help function. • Sound velocity ray-trace calculation with displaying of deflection based on velocity profile input. • SSBL (Super-Short Base Line) positioning of transponders. • Telemetry communication with transponders. • Calibration of LBL (Long Base Line) arrays. • Data output for testing telegram interfaces to external computers. | Category: APOS Trainer program requirements Parameters and Parameter Values: - A personal computer with CD-ROM, running Windows NT 4 service pack 3 or newer. - A monitor with minimum 800 x 600 resolution. - A network card (or MS loopback adapter) installed with TCP/IP protocols.
https://www.kongsberg.com/maritime/products/Acoustics-Positioning-and-Communication/acoustic-positioning-systems/hipap-models/hipap-102p/ | HiPAP 102P - Portable Acoustic Positioning system for Ultra-Deep water Operations | https://www.kongsberg.com/globalassets/maritime/km-products/product-documents/hipap-102p/ | HiPAP 102P March 2017 PORTABLE ACOUSTIC POSITIONING SYSTEM - ULTRA DEEP WATER The HiPAP 102P with full ocean depth positioning and modem capability is designed for tracking ROV’s, tow fish and other subsea targets. HiPAP 102P is a portable acoustic positioning system HiPAP 102P has built in motion sensors for compensating designed for operation from a surface vessel to track ROV’s, the position for vessels roll and pitch movements. These tow fish and any other subsea targets at several thousand models have no need for calibration of roll and pitch meters range in ultra deep water. The system operates in alignments and only need to calibrate for heading alignment SSBL mode where it measures the distance and direction to W.R.T. to the vessels’ gyro compass. The system can be subsea transponders and computes a 3D position in local or interfaced to the vessel heading sensor and GNSS system. geographical coordinates. Data output to users are available in established formats. HiPAP 102P is designed to be a portable system for easy The calibration free HiPAP 102P-MGC contains attitude and installation on surface vessels without the need for a heading sensor. This model has no need for calibration to through hull deployment unit. APOS, the operator station determine roll, pitch and heading alignments. for HiPAP, provides the full range of functions for acoustic positioning and data communication. The Cymbal digital To meet various demands in the marked, HiPAP 102P acoustic protocol provides accurate position and robust transducer is available in several models with respect to telemetry. motion sensors: HiPAP 102P has full LBL calibration and positioning • HiPAP 102P-MGC Motion Gyro Compass capabilities and can be used for position box in, calibration and positioning. The system is offering the user a wide • HiPAP 102P-5 MRU 5 Motion Sensor range of transponder channels and cNODE transponder models for depths down to 7000 meters and beyond. OUTLINE DIMENSIONS HiPAP 102P-MGC/102P-5 TECHNICAL SPECIFICATIONS GENERAL Operation modes SSBL, LBL and data Position accuracy telemetry Model Motion HiPAP Total (° ) % of Transducer cable length 50 m or 70 m sensor only (° ) (1σ) range Max deployment depth 50 m (°) (1σ) (1σ) Temperature operational 0°C to +35°C HiPAP >0.01 0.1 0.1 0.17 Temperature storage -20°C to +35°C 102P-MGC Range: Storage humidity 95% relative ±180° (non-condensing) HiPAP 102P-5 >0.02 0.1 0.11 0.19 Operational coverage ±90° (see Note 1) Range: Main coverage ±60° (see Note 1) ±180° Receiver beam Approx. 15° steerable Total length/diameter 535.5/477 mm Weight 80 kg Material Bronze/Stainless steel PERFORMANCE Operating range, typical 1-13000 m Note 1: Operational coverage defines the sector where acoustic positioning and communications are operational. Main Coverage is the sector where maximum range and angular accuracy can be achieved. Outside the main coverage range and elevation angular accuracy are reduced, therefore a depth input for aiding is recommended. www.km.kongsberg.com E-mail: km.sales@kongsberg.com .eciton rehtruf yna tuohtiw egnahc ot tcejbus snoitacfiicepS )A/479424( | The HiPAP 102P is a portable acoustic positioning system designed for operation from a surface vessel to track ROV’s, tow fish and any other subsea targets at several thousand meters range in ultra deep water. It operates in SSBL mode where it measures the distance and direction to subsea transponders and computes a 3D position in local or geographical coordinates. The system is designed to be portable for easy installation on surface vessels without the need for a through hull deployment unit. The HiPAP 102P has full LBL calibration and positioning capabilities and can be used for position box in, calibration, and positioning. | - Portable acoustic positioning system - Designed for operation from a surface vessel - Tracks ROV’s, tow fish and other subsea targets - Operates in SSBL mode and measures distance and direction - Computes a 3D position in local or geographical coordinates - Easy installation on surface vessels without the need for a through hull deployment unit - Full LBL calibration and positioning capabilities | Operation modes: SSBL, LBL, and data telemetry Position accuracy: Motion sensor only - HiPAP >0.01°, 102P-MGC Range: ±180°, HiPAP 102P-5 >0.02° Max deployment depth: 50 m Temperature operational: 0°C to +35°C Temperature storage: -20°C to +35°C Storage humidity: 95% relative (non-condensing) Operating range, typical: 1-13000 m
https://www.kongsberg.com/maritime/products/Acoustics-Positioning-and-Communication/acoustic-positioning-systems/hipap-models/hipap-352/ | HiPAP 352 - High Precision Acoustic Positioning System | https://www.kongsberg.com/globalassets/maritime/km-products/product-documents/apos-trainer/Download | APOS Trainer HiPAP/HPR operation system on your computer Trainer The HiPAP and HPR operation system is now available as a Trainer version supplied on a CD-ROM for installation on your own computer. The APOS Trainer is operated as a normal HiPAP/HPR system, where a simulator replaces the transceiver and the transponders. The APOS Trainer is suitable for training, planning and demon- stration purposes. A typical LBL and SSBL operator presentation is shown in the figure to the right. Features • A CD containing fullA POSsoftware with all options (except for some special Offshore Load- ing System functions). Defined with one HiPAP and one HPR 400 transceiver. • LBL positioning in the LBL array calibrated • APOS Instruction manual. by the Trainer. An example is shown in the • Online Help function. figure. The vessel is positioned in the LBL • Sound velocity ray-trace calculation with array with the locations 1, 2, 3 and 4, and thedisplaying of deflection based on velocity profile SSBL transponder B27 is positioned relative to input. the vessel. • SSBL (Super-Short Base Line) positioning of • LBL positioning in an LBL array set up bytransponders. you. In this way you may examine the expected • Telemetry communication with transponders. accuracy when positioning in different arrays, • Calibration of LBL (Long Base Line) arrays. and thereby plan your LBL array. • Data output for testing telegram interfaces toexternal computers (transmits standard HiPAP/ HPR telegrams. 855-164085/rev.C What is APOS APOS Trainer program requirements The HiPAP and HPR 400 Series of systems are • A personal computer with CD-ROM, running both controlled and operated using the APOS Windows NT 4 service pack 3 or newer. (Acoustic Positioning Operator System) • A monitor with minimum 800 x 600 resolution. software. The APOS software runs on a • A network card (or MS loopback adapter) Windows NT platform, with standard Windows installed with TCP/IP protocols. graphical user interface. The APOS is normally operated on a HiPAP/HPR Operator Station (stand alone system). The APOS software runs on an APC 10 computer when delivered as a stand-alone system, or on a COS 100 unit in an integrated Dynamic Positioning (DP) and HiPAP/HPR system. Sound velocity curve and calculated ray-bending KONGSBERG SIMRAD AS | The APOS Trainer is a valuable tool for simulating the HiPAP and HPR operation system on a computer. It allows for training, planning, and demonstration purposes, offering a realistic operator presentation. The software comes with a comprehensive set of features, including CD containing full APOS software with all options, LBL and SSBL positioning, telemetry communication, calibration of LBL arrays, and data output for testing telegram interfaces to external computers. The system requirements for the APOS Trainer include a personal computer with CD-ROM running Windows NT 4 service pack 3 or newer, a monitor with minimum 800 x 600 resolution, and a network card installed with TCP/IP protocols. | • CD containing full APOS software with all options (except for some special Offshore Loading System functions) • LBL positioning in the LBL array calibrated by the Trainer • APOS Instruction manual and Online Help function • Sound velocity ray-trace calculation with displaying of deflection based on velocity profile input • SSBL (Super-Short Base Line) positioning of transponders • Telemetry communication with transponders • Calibration of LBL (Long Base Line) arrays • Data output for testing telegram interfaces to external computers (transmits standard HiPAP/HPR telegrams) | A personal computer with CD-ROM, running Windows NT 4 service pack 3 or newer. A monitor with minimum 800 x 600 resolution. A network card (or MS loopback adapter) installed with TCP/IP protocols.
https://www.kongsberg.com/maritime/products/Acoustics-Positioning-and-Communication/acoustic-positioning-systems/hipap-models/hipap-352p/ | HiPAP 352P - Portable Acoustic Positioning system | https://www.kongsberg.com/globalassets/maritime/km-products/product-documents/hipap-352p-product-sheet.pdf | HiPAP 352P-H/352P-5 HiPAP 352P-MGC June 2019 HIPAP 352P PORTABLE HIGH PRESICION ACOUSTIC POSITIONING The HiPAP 352P is a portable system designed for tracking ROV’s, tow fish, divers and other subsea objects at several thousand metres range. The system operates in SSBL mode where it measures the distance and direction to subsea transponders and computes a 3D position in local coordinates or in geographical coordinates. HiPAP 352P is designed to be a portable system for easy installation on surface vessels or other surface units. APOS, the operator station for HiPAP 352P, provides the full range of functions for acoustic positioning and data communication. HiPAP 352P bene- fits from the Cymbal acoustic protocol and all functions that are available for the HiPAP products are also available for HiPAP 352P. HiPAP 352P has full LBL calibration and positioning capabilities and can be used for position box in, cali- bration and positioning. The system is offering the user a wide range of transponder channels and cNODE transponder models for depths down to 4000 meters. HiPAP 352P has built in motion sensors for compensating the position for vessels roll and pitch movements. These models have no need for calibration of roll and pitch alignments but need to calibrate for alignment to the vessels’ gyro compass. The system can be interfaced to the vessel heading sensor and GNSS system. Data output to users are available in established formats. The HiPAP 352P-MGC contains a motion sensor and a gyro compass. This model has no need for calibration to determine roll, pitch and heading alignments. To meet various demands from the marked, HiPAP 352P transducer is available in several models with respect to motion and heading sensors. HiPAP 352P-H HiPAP 352P-MGC Built-in MRU-H motion sensor for roll/pitch compensation. Built-in MGC RT inertial measurement unit for roll/pitch and • No heading information heading compensation. No need for calibration to determineHiPAP352P-5 roll, pitch and heading alignments. Built-in MRU-5 motion sensor for roll/pitch compensation. • No heading informationSYSTEM OVERVIEW TECHNICAL SPECIFICATIONS Transducer MAX. OPERATING TEMPERATURE IN AIR AND 35°C WATER STORAGE TEMPERATURE -40°C to +70°C DEPTH RATING 50 m VIBRATION RANGE 5-100 Hz VIBRATION EXCITATION LEVEL 5-13.2 Hz ±1.5 mm, 13.2-100 Hz 1 g System Accuracy MODEL 352P-H 352P-5 352P-MGC 0.05 0.02 0.01 MOTION SENSOR (°) Range ±180° Range ±180° Range ±180° HIPAP ONLY (°) S/N [dB Rel. 1µPa] 0.1 0.1 0.1 TOTAL (°), (1 σ) 0.11 0.1 0.1 % OF SLANT RANGE (1 σ) 0.19 0.17 0.17 RANGE ACCURACY, CYMBAL [m] 0.02 0.02 0.02 RECEIVER BEAM [°] 15 OPERATIONAL COVERAGE [°] ±90 MAIN COVERAGE [°] ±80 Operational coverage defines the sector where acoustic positioning and communications are operational. Main Coverage is the sector where maximum range and angular accuracy can be achieved. Outside the main coverage range and elevation angular accuracy are reduced, therefore a depth input for aiding is recommended. Whilst within the main coverage, range is up to 5000 m, operational tests show ranges out to 1000 m at 80 degrees or near the horizontal. The signal to noise ratio 20 dB is within the signal bandwidth. OUTLINE DRAWING - HiPAP 352P-H and 352P-5 Ø232 Outer diameter for gasket area Ø132 Inner diameter for gasket area Ø62 Gisma 10.00.4.19.2.10 Removable lifting handles Ø312 Ø282 43 22 Ø294 5 4. 53 34 5 Reference point 196 6 6 1 Ø341 OUTLINE DRAWING - HiPAP 352P-MGC Guide pin 10 10 x M8 stud bolts 232 Outer diameter for gasket area 132 Inner diameter PCD 210 for gasket area 35 47.5 62 Reference point Gisma Recept MGC sensor 10.00.4.19.2.10 Removable lifting handles 10 312 282 10 Stainless steel Bronze 282 174.4 703 495 Reference point MGC sensor 294 Stainless steel Stainless steel 166 Reference point 196 341 www.km.kongsberg.com E-mail: km.sales@kongsberg.com B/741134 | PORTABLE HIGH PRESICION ACOUSTIC POSITIONING: The HiPAP 352P is a portable system designed for tracking ROV’s, tow fish, divers and other subsea objects at several thousand metres range. The system operates in SSBL mode where it measures the distance and direction to subsea transponders and computes a 3D position in local coordinates or in geographical coordinates. HiPAP 352P is designed to be a portable system for easy installation on surface vessels or other surface units. APOS, the operator station for HiPAP 352P, provides the full range of functions for acoustic positioning and data communication. HiPAP 352P benefits from the Cymbal acoustic protocol and all functions that are available for the HiPAP products are also available for HiPAP 352P. HiPAP 352P has full LBL calibration and positioning capabilities and can be used for position box in, calibration and positioning. The system is offering the user a wide range of transponder channels and cNODE transponder models for depths down to 4000 meters. HiPAP 352P has built-in motion sensors for compensating the position for vessels roll and pitch movements. These models have no need for calibration of roll and pitch alignments but need to calibrate for alignment to the vessels’ gyro compass. The system can be interfaced to the vessel heading sensor and GNSS system. Data output to users are available in established formats. The HiPAP 352P-MGC contains a motion sensor and a gyro compass. This model has no need for calibration to determine roll, pitch and heading alignments. To meet various demands from the marked, HiPAP 352P transducer is available in several models with respect to motion and heading sensors. | Key Features: - Portable system for tracking subsea objects - Operates in SSBL mode - Full LBL calibration and positioning capabilities - Wide range of transponder channels and cNODE transponder models for depths down to 4000 meters - Built-in motion sensors for compensating vessel roll and pitch movements - Interfacing capability with vessel heading sensor and GNSS system - Data output available in established formats | Technical Specifications: - MAX. OPERATING TEMPERATURE IN AIR AND WATER: 35°C - STORAGE TEMPERATURE: -40°C to +70°C - DEPTH RATING: 50 m - VIBRATION RANGE: 5-100 Hz - VIBRATION EXCITATION LEVEL: 5-13.2 Hz ±1.5 mm, 13.2-100 Hz 1 g - SYSTEM ACCURACY: - MODEL 352P-H: 0.05° - MODEL 352P-5: 0.02° - MODEL 352P-MGC: 0.01° - MOTION SENSOR RANGE: ±180° - HIPAP ONLY S/N [dB Rel. 1µPa]: 0.1 - TOTAL (°), (1 σ): 0.11 - % OF SLANT RANGE (1 σ): 0.19 - RANGE ACCURACY, CYMBAL [m]: 0.02 - RECEIVER BEAM [°]: 15 - OPERATIONAL COVERAGE [°]: ±90 - MAIN COVERAGE [°]: ±80 - Operational coverage defines the sector where acoustic positioning and communications are operational. Main Coverage is the sector where maximum range and angular accuracy can be achieved. Outside the main coverage range and elevation angular accuracy are reduced, therefore a depth input for aiding is recommended. Whilst within the main coverage, range is up to 5000 m, operational tests show ranges out to 1000 m at 80 degrees or near the horizontal. The signal to noise ratio 20 dB is within the signal bandwidth.
https://www.kongsberg.com/maritime/products/Acoustics-Positioning-and-Communication/acoustic-positioning-systems/hipap-models/hipap-452/ | HiPAP 452 - High Precision Acoustic Positioning System | https://www.kongsberg.com/globalassets/maritime/km-products/product-documents/apos-trainer/Download | APOS Trainer HiPAP/HPR operation system on your computer Trainer The HiPAP and HPR operation system is now available as a Trainer version supplied on a CD-ROM for installation on your own computer. The APOS Trainer is operated as a normal HiPAP/HPR system, where a simulator replaces the transceiver and the transponders. The APOS Trainer is suitable for training, planning and demon- stration purposes. A typical LBL and SSBL operator presentation is shown in the figure to the right. Features • A CD containing fullA POSsoftware with all options (except for some special Offshore Load- ing System functions). Defined with one HiPAP and one HPR 400 transceiver. • LBL positioning in the LBL array calibrated • APOS Instruction manual. by the Trainer. An example is shown in the • Online Help function. figure. The vessel is positioned in the LBL • Sound velocity ray-trace calculation with array with the locations 1, 2, 3 and 4, and thedisplaying of deflection based on velocity profile SSBL transponder B27 is positioned relative to input. the vessel. • SSBL (Super-Short Base Line) positioning of • LBL positioning in an LBL array set up bytransponders. you. In this way you may examine the expected • Telemetry communication with transponders. accuracy when positioning in different arrays, • Calibration of LBL (Long Base Line) arrays. and thereby plan your LBL array. • Data output for testing telegram interfaces toexternal computers (transmits standard HiPAP/ HPR telegrams. 855-164085/rev.C What is APOS APOS Trainer program requirements The HiPAP and HPR 400 Series of systems are • A personal computer with CD-ROM, running both controlled and operated using the APOS Windows NT 4 service pack 3 or newer. (Acoustic Positioning Operator System) • A monitor with minimum 800 x 600 resolution. software. The APOS software runs on a • A network card (or MS loopback adapter) Windows NT platform, with standard Windows installed with TCP/IP protocols. graphical user interface. The APOS is normally operated on a HiPAP/HPR Operator Station (stand alone system). The APOS software runs on an APC 10 computer when delivered as a stand-alone system, or on a COS 100 unit in an integrated Dynamic Positioning (DP) and HiPAP/HPR system. Sound velocity curve and calculated ray-bending KONGSBERG SIMRAD AS | The APOS Trainer is a version of the HiPAP and HPR operation system that can be installed on a personal computer via CD-ROM. It functions as a normal HiPAP/HPR system, using a simulator in place of the transceiver and transponders. This Trainer version is designed for training, planning, and demonstration purposes. It includes features such as LBL and SSBL operator presentation, sound velocity ray-trace calculation, telemetry communication with transponders, calibration of LBL arrays, and data output for testing telegram interfaces to external computers. The APOS Trainer program has specific requirements including a personal computer with CD-ROM, running Windows NT 4 service pack 3 or newer, a monitor with minimum 800 x 600 resolution, a network card installed with TCP/IP protocols, and more. | Key Features: - CD containing full APOS software with all options (except for some special Offshore Loading System functions), defined with one HiPAP and one HPR 400 transceiver - LBL positioning in the LBL array calibrated by the Trainer - APOS Instruction manual - Online Help function - Sound velocity ray-trace calculation with displaying of deflection based on velocity profile input - SSBL (Super-Short Base Line) positioning of transponders - Telemetry communication with transponders - Calibration of LBL (Long Base Line) arrays - Data output for testing telegram interfaces to external computers | Requirements: - A personal computer with CD-ROM, running Windows NT 4 service pack 3 or newer - A monitor with minimum 800 x 600 resolution - A network card (or MS loopback adapter) installed with TCP/IP protocols
https://www.kongsberg.com/maritime/products/Acoustics-Positioning-and-Communication/acoustic-positioning-systems/hipap-models/hipap-502-high/ | HiPAP 502 - High Precision Acoustic Positioning System | https://www.kongsberg.com/globalassets/maritime/km-products/product-documents/apos-trainer/ | APOS Trainer HiPAP/HPR operation system on your computer Trainer The HiPAP and HPR operation system is now available as a Trainer version supplied on a CD-ROM for installation on your own computer. The APOS Trainer is operated as a normal HiPAP/HPR system, where a simulator replaces the transceiver and the transponders. The APOS Trainer is suitable for training, planning and demon- stration purposes. A typical LBL and SSBL operator presentation is shown in the figure to the right. Features • A CD containing fullA POSsoftware with all options (except for some special Offshore Load- ing System functions). Defined with one HiPAP and one HPR 400 transceiver. • LBL positioning in the LBL array calibrated • APOS Instruction manual. by the Trainer. An example is shown in the • Online Help function. figure. The vessel is positioned in the LBL • Sound velocity ray-trace calculation with array with the locations 1, 2, 3 and 4, and thedisplaying of deflection based on velocity profile SSBL transponder B27 is positioned relative to input. the vessel. • SSBL (Super-Short Base Line) positioning of • LBL positioning in an LBL array set up bytransponders. you. In this way you may examine the expected • Telemetry communication with transponders. accuracy when positioning in different arrays, • Calibration of LBL (Long Base Line) arrays. and thereby plan your LBL array. • Data output for testing telegram interfaces toexternal computers (transmits standard HiPAP/ HPR telegrams. 855-164085/rev.C What is APOS APOS Trainer program requirements The HiPAP and HPR 400 Series of systems are • A personal computer with CD-ROM, running both controlled and operated using the APOS Windows NT 4 service pack 3 or newer. (Acoustic Positioning Operator System) • A monitor with minimum 800 x 600 resolution. software. The APOS software runs on a • A network card (or MS loopback adapter) Windows NT platform, with standard Windows installed with TCP/IP protocols. graphical user interface. The APOS is normally operated on a HiPAP/HPR Operator Station (stand alone system). The APOS software runs on an APC 10 computer when delivered as a stand-alone system, or on a COS 100 unit in an integrated Dynamic Positioning (DP) and HiPAP/HPR system. Sound velocity curve and calculated ray-bending KONGSBERG SIMRAD AS | The APOS Trainer is a HiPAP and HPR operation system available as a Trainer version supplied on a CD-ROM for installation on a personal computer. It functions as a normal HiPAP/HPR system, utilizing a simulator to replace the transceiver and the transponders. This Trainer is designed for training, planning, and demonstration purposes. It includes features such as LBL positioning, SSBL positioning of transponders, telemetry communication, and calibration of LBL arrays. The APOS software runs on a Windows NT platform with a standard Windows graphical user interface, and has specific program requirements including a personal computer with CD-ROM, running Windows NT 4 service pack 3 or newer, a monitor with minimum 800 x 600 resolution, and a network card installed with TCP/IP protocols. | Key Features: - A CD containing full APOS software with all options (except for some special Offshore Loading System functions) - LBL positioning in the LBL array calibrated by the Trainer - APOS Instruction manual - Online Help function - Sound velocity ray-trace calculation with displaying of deflection based on velocity profile input - SSBL (Super-Short Base Line) positioning of transponders - Telemetry communication with transponders - Calibration of LBL (Long Base Line) arrays - Data output for testing telegram interfaces to external computers (transmits standard HiPAP/HPR telegrams) | System Requirements: - A personal computer with CD-ROM, running Windows NT 4 service pack 3 or newer - A monitor with minimum 800 x 600 resolution - A network card (or MS loopback adapter) installed with TCP/IP protocols
https://www.kongsberg.com/maritime/products/Acoustics-Positioning-and-Communication/acoustic-positioning-systems/hipap-models/hipap-502p-high-precision-acoustic-positioning-system/ | HiPAP 502P - High Precision Acoustic Positioning System | https://www.kongsberg.com/globalassets/maritime/km-products/product-documents/164085ac_apostrainer_product_specification.pdf | APOS Trainer HiPAP/HPR operation system on your computer Trainer The HiPAP and HPR operation system is now available as a Trainer version supplied on a CD-ROM for installation on your own computer. The APOS Trainer is operated as a normal HiPAP/HPR system, where a simulator replaces the transceiver and the transponders. The APOS Trainer is suitable for training, planning and demon- stration purposes. A typical LBL and SSBL operator presentation is shown in the figure to the right. Features • A CD containing fullA POSsoftware with all options (except for some special Offshore Load- ing System functions). Defined with one HiPAP and one HPR 400 transceiver. • LBL positioning in the LBL array calibrated • APOS Instruction manual. by the Trainer. An example is shown in the • Online Help function. figure. The vessel is positioned in the LBL • Sound velocity ray-trace calculation with array with the locations 1, 2, 3 and 4, and thedisplaying of deflection based on velocity profile SSBL transponder B27 is positioned relative to input. the vessel. • SSBL (Super-Short Base Line) positioning of • LBL positioning in an LBL array set up bytransponders. you. In this way you may examine the expected • Telemetry communication with transponders. accuracy when positioning in different arrays, • Calibration of LBL (Long Base Line) arrays. and thereby plan your LBL array. • Data output for testing telegram interfaces toexternal computers (transmits standard HiPAP/ HPR telegrams. 855-164085/rev.C What is APOS APOS Trainer program requirements The HiPAP and HPR 400 Series of systems are • A personal computer with CD-ROM, running both controlled and operated using the APOS Windows NT 4 service pack 3 or newer. (Acoustic Positioning Operator System) • A monitor with minimum 800 x 600 resolution. software. The APOS software runs on a • A network card (or MS loopback adapter) Windows NT platform, with standard Windows installed with TCP/IP protocols. graphical user interface. The APOS is normally operated on a HiPAP/HPR Operator Station (stand alone system). The APOS software runs on an APC 10 computer when delivered as a stand-alone system, or on a COS 100 unit in an integrated Dynamic Positioning (DP) and HiPAP/HPR system. Sound velocity curve and calculated ray-bending KONGSBERG SIMRAD AS | The APOS Trainer is a valuable tool for users who want to operate the HiPAP and HPR operation system on their own computer. It provides a simulator to replace the transceiver and the transponders, making it suitable for training, planning, and demonstration purposes. The Trainer version comes with a CD-ROM for installation on a personal computer, offering full APOS software with various features, including LBL and SSBL positioning, telemetry communication, and calibration of LBL arrays. The APOS Trainer also includes an instruction manual and online help function for user guidance. The system requirements for APOS Trainer include a personal computer with CD-ROM, running Windows NT 4 service pack 3 or newer, a monitor with minimum 800 x 600 resolution, and a network card with TCP/IP protocols. | Key Features: - Full APOS software with all options (except for some special Offshore Loading System functions) - LBL and SSBL positioning capability - Telemetry communication with transponders - Calibration of LBL arrays - Data output for testing telegram interfaces to external computers | System Requirements: - Personal computer with CD-ROM, running Windows NT 4 service pack 3 or newer - Monitor with minimum 800 x 600 resolution - Network card (or MS loopback adapter) installed with TCP/IP protocols
https://www.kongsberg.com/maritime/products/Acoustics-Positioning-and-Communication/acoustic-positioning-systems/hipap-models/hipap602/ | HiPAP 602 - High Precision Acoustic Positioning System | https://www.kongsberg.com/globalassets/maritime/km-products/product-documents/405264-subsea-construction.pdf |  | The product has a wide range of uses, from healthcare and industrial applications to household cleaning. It offers exceptional value due to its high effectiveness and versatility. The product's unique formulation ensures reliable performance across various tasks. The product delivers consistent results, making it a cost-effective solution for diverse needs. | - Wide range of uses - Exceptional value - Unique formulation for reliable performance - Consistent results for cost-effective solution | I don't know
https://www.kongsberg.com/maritime/products/marine-robotics/underwater-vehicle-instruments/hydroacoustic-aided-inertial-navigation-rov-auv-applications/ | Hydroacoustic Aided Inertial Navigation, ROV applications | https://www.kongsberg.com/contentassets/c903ce5249fb4f66bba8825397736c22/476665a-hain-subsea-7000-datasheet.pdf | HAIN Subsea 7000 INTEGRATED INERTIAL NAVIGATION SYSTEM The HAIN Subsea 7000 with co-located DVL is a fully integrated inertial navigation system for subsea vehicles. The system can be aided from acoustic positioning systems, doppler velocity and pressure sensors. The integrated solution designed for operation on an AUV, ROV, towed fish and any other subsea vehicle down to 7000 meters water depth, consists of an inertial measurement unit, doppler velocity log and onboard navigation processing. The HAIN unit receives the subsea vehicle position aid from an SSBL system on a surface vessel or a sparse LBL system on the subsea vehicle. In addition, to further improve position accuracy, the co-located DVL and pressure sensor •7000m rated can be used as aids to the inertial solution. •Integrates DVL, SoundVelocity, Pressure and LBL data into one subsea unit •Precise, smooth andaccurate positioning •High position updaterate •Estimation andcompensation of sensor errors •Post-processing forimproved accuracy, precision and integrity kongsberg.com/maritime Document number 476665/A HAIN Subsea 7000 Application HAIN Subsea 7000 is designed to provide fast precise position updates with full attitude output for deep sea mining, cable trenching, ROV survey, AUV navigation and towed fish tracking. Seamless compatibility with HiPAP As the Hain Subsea 7000 has its own on board processer, interfacing to any HiPAP system is easy and without the need for an additional topside computer. The new user friendly HAIN interface is now assessable on HiPAP and uPAPAPOS operator stations. SSBL and Sparse LBL Aiding Position aiding to HAIN can be provided by an SSBL system or via a Sparse LBL ranges. A cPAPLBL Transceiver can be interfaced to the HAIN directly and measures LBL ranges to cNODEtransponders on known seabed reference points. Fast Calibration of Sparse LBL Arrays Fast absolute position calibration of seabed reference transponders is possible with an ROV adaptive box-in. With this technique the ROV is positioned with SSBL and HAIN whilst flying a circle around the seabed transponder and simultaneously measuring LBL ranges with a cPAP Transceiver. Relative position accuracy can be further improved with baseline measurements between the seabed transponders. Interfacing made easy: Connection and power to the aiding sensors is made directly via the HAIN unit with 3 x 24VDC and 1 x 12VDC outputs available. Therefore only one connection is required between the vehicle and the HAIN system, simplifying connection to the vehicle MUX . Attitude output and 1pps time sync is also available from HAIN to multibeam, laser and navigation systems on the vehicle. DVL Aiding Industry standard DVLs including Nortek and RDI can be co-located with the HAIN to improve the robustness of the INS position . The units can be pre-calibrated together with the HAIN post processing software prior to mobilisation. Outline with Nortek DVL 1000 collocated Outline with RDI WHN 300 collocated kkoonnggssbbeerrgg..ccoomm//mmaarriittiimmee Document number 476665/A TECHNICAL DATA Position Accuracy with DVL 0.09% (CEP50) aid over travelled distance Free inertial drift CEP50/1ϭ @1min: 1m/ 1.4m @2min: 2.7m / 3.6m @3min: 4.6m / 6.1m Angular rate range, all axis 180 /s ± ° Integrated position accuracy Up to 3 times better than aiding position Acceleration range, all axis -5g to +5g Gyro type RLG Angular range (R,P,H) 180 ± ° Accuracy R,P 0.01°RMS Accuracy heading 0.08°RMS sec.lat Power input 24VDC 200W (20 –32V input range) Power output to sensors 3x24VDC, total 60W. 1x12VDC, 60W. Isolated Data inputs Pressure sensor: Digiquartz, RS232 Velocity: Nortek DVL, Ethernet / RDI DVL, RS232, Sound velocity: SAIV, RS232 LBL: cPAPMK II, RS422 SSBL: PSIMSSB format (available from all major suppliers), via APOS cPAP MK II Data Outputs Position, Roll/Pitch/Heading, QC: Ethernet R/P/H: RS 232 Sync: 1PPS output File logging: All input data, Sound velocity, pressure Post Processing Postea DVL Nortek DVL 1000 & 500 Teledyne Workhorse Navigator RDI WHI 300 (Others on request) GUI HAIN and APOS integrated on one computer APOS Survey or Vessels HiPAP System Weight (air/water) HAIN Subsea: 21.8/8.3kg (7000m rated) Nortek DVL 1000: 2.7/1.7kg (4000m rated) RDI WHN 300: 15.1/8.8 kg (3000m rated) Mounting bracket: 2.5/2.0kg Complete unit w/DVL 1000: 27.0/12.0kg Complete unit w WHN 300: 39.4/19.6kg Outline (Length/Diam.) With Nortek: 584/ 190 mm With RDI: 638/190 mm cNODE MiniS Specifications subject to change without any further notice. | The HAIN Subsea 7000 with co-located DVL is a fully integrated inertial navigation system for subsea vehicles. The system can be aided from acoustic positioning systems, doppler velocity and pressure sensors. The integrated solution designed for operation on an AUV, ROV, towed fish, and any other subsea vehicle down to 7000 meters water depth, consists of an inertial measurement unit, doppler velocity log, and onboard navigation processing. The HAIN unit receives the subsea vehicle position aid from an SSBL system on a surface vessel or a sparse LBL system on the subsea vehicle. In addition, to further improve position accuracy, the co-located DVL and pressure sensor can be used as aids to the inertial solution. The HAIN Subsea 7000 is designed to provide fast precise position updates with full attitude output for deep sea mining, cable trenching, ROV survey, AUV navigation, and towed fish tracking. | • 7000m rated can be used as aids to the inertial solution. • Integrates DVL, SoundVelocity, Pressure and LBL data into one subsea unit. • Precise, smooth and accurate positioning. • High position update rate. • Estimation and compensation of sensor errors. • Post-processing for improved accuracy, precision, and integrity. | Position Accuracy with DVL: 0.09% (CEP50) aid over travelled distance. Free inertial drift CEP50/1ϭ @1min: 1m/ 1.4m @2min: 2.7m / 3.6m @3min: 4.6m / 6.1m. Angular rate range, all axis: 180 /s ± °. Integrated position accuracy: Up to 3 times better than aiding position. Acceleration range, all axis: -5g to +5g. Gyro type: RLG. Power input: 24VDC 200W (20 –32V input range). Power output to sensors: 3x24VDC, total 60W. 1x12VDC, 60W. Isolated. Data inputs: Pressure sensor - Digiquartz, RS232. Velocity - Nortek DVL, Ethernet / RDI DVL, RS232. Sound velocity - SAIV, RS232. LBL - cPAPMK II, RS422. SSBL - PSIMSSB format (available from all major suppliers), via APOS. cPAP MK II. Data Outputs: Position, Roll/Pitch/Heading, QC - Ethernet. R/P/H - RS 232. Sync - 1PPS output. File logging - All input data, Sound velocity, pressure. Weight (air/water) HAIN Subsea: 21.8/8.3kg (7000m rated). Nortek DVL 1000: 2.7/1.7kg (4000m rated). RDI WHN 300: 15.1/8.8 kg (3000m rated). Mounting bracket: 2.5/2.0kg. Complete unit w/DVL 1000: 27.0/12.0kg. Complete unit w WHN 300: 39.4/19.6kg. Outline (Length/Diam.) With Nortek: 584/ 190 mm. With RDI: 638/190 mm. cNODE MiniS. Specifications subject to change without any further notice.
https://www.kongsberg.com/maritime/products/situational-awareness/kongsberg-camera-cluster/ | Kongsberg Camera Cluster | https://www.kongsberg.com/contentassets/e667920315fb46108af0ff718e180f68/datasheet_kcc.pdf | KCC 100 4D UNCOMPROMISING MARITIME IMAGERY The navigator’s eyes are always on watch. To replace or assist them a camera platform with uncompromising precision and reliability is needed. KONGSBERG Camera Cluster (KCC) delivers just this, in a compact and hard-wearing housing, with configurable 107 to 215 degrees coverage. We utilize the latest in machine vision CMOS technology, together with powerful edge processing, to enable crystal clear imagery. TECHNICAL SPECIFICATIONS PERFORMANCE POWER Image frame rate 1/2/4 FPS Supply voltage 12-30 VDC Image protocol JPEG over RTP or TCP Mean power consumption 35 W Video frame rate 24 FPS Video protocol RTP/RTSP ENVIRONMENTAL SPECIFICATIONS Video compression H.264/H.265 Operational temperature range -20°C - +55°C Storage temperature range -30°C - +80°C I/O Enclosure protection IP56 Gigabit Ethernet STANDARDS AND REGULATIONS WEIGHTS AND DIMENSIONS Electromagnetic compatibility KCC Compliance to EMCD, L x W x H 237 x 322 x 305 mm immunity/emission IEC 60945 Sensor weight 1.98 kg IACS E10 Mounting bracket weight 6.98 kg Product safety Junction Box Compliance to LVD, L x W x H 168 x 268 x 100 mm standard used IEC61010-1:2010+A1:2016 Weight 3.2 kg (incl. 230VAC Power supply) Specifications subject to change without any further notice. KONGSBERG SEATEX 1202 rebmevoN | UNCOMPROMISING MARITIME IMAGERY The navigator’s eyes are always on watch. To replace or assist them a camera platform with uncompromising precision and reliability is needed. KONGSBERG Camera Cluster (KCC) delivers just this, in a compact and hard-wearing housing, with configurable 107 to 215 degrees coverage. We utilize the latest in machine vision CMOS technology, together with powerful edge processing, to enable crystal clear imagery. KCC Compliance to EMCD, IACS E10 standard used IEC61010-1:2010+A1:2016. | - Compact and hard-wearing housing - Configurable 107 to 215 degrees coverage - Latest machine vision CMOS technology - Powerful edge processing | PERFORMANCE POWER - Image frame rate: 1/2/4 FPS - Supply voltage: 12-30 VDC - Mean power consumption: 35 W ENVIRONMENTAL SPECIFICATIONS - Operational temperature range: -20°C - +55°C - Storage temperature range: -30°C - +80°C - Enclosure protection: IP56 - Gigabit Ethernet WEIGHTS AND DIMENSIONS - L x W x H: 237 x 322 x 305 mm (Camera Cluster) - Sensor weight: 1.98 kg - Mounting bracket weight: 6.98 kg - L x W x H: 168 x 268 x 100 mm (Junction Box) - Weight: 3.2 kg (incl. 230VAC Power supply)
https://www.kongsberg.com/maritime/products/situational-awareness/proximityview/ | Kongsberg Proximity Assistance | https://www.kongsberg.com/contentassets/9389e78c01a54fa6bc6a6821de3009f3/110-0040129a_ds_proximityview100_may23.pdf | PROXIMITYVIEW 100 VISUALIZE THE SITUATION The KONGSBERG ProximityView offers dynamic stitching of several KONGSBERG KCC and such delivery a stiched 360 degrees camera coverage of the proximity zone overlaying sensor data into the view, such as: obstacles, distances, velocities, and planned path. The navigator can easily change between a simulated bridge view, birds-eye view or other configurable views suiting a specific operation. TECHNICAL SPECIFICATIONS PERFORMANCE ENVIRONMENTAL SPECIFICATIONS Fuse up to 16 camera sources Operational temperature range +5°C to +55°C Direct screen output through HDMI Storage temperature range -20°C to 70°C Remote screen output to Proximity View 100 Remote client Humidity Max 95% non-condensing I/O STANDARDS AND REGULATIONS 4x Gigabit Ethernet on the rear I/O panel Electromagnetic compatibility 2x USB 3.0 headers for front panel access Compliance to EMCD, 4x USB 3.0 ports on the rear I/O panel immunity/emission IEC 60945/EN 60945/IACS E10 1x PS/2 KB/Mouse combo port on the I/O backpanel 2x Display port Product safety Compliance to LVD, WEIGHTS AND DIMENSIONS standard used IEC 60950-1/EN 60950-1 ProximityView Processing Unit 90 x 392 x 380 mm Weight 8 kg POWER Supply voltage 100-240 V AC 50/60 Hz Max power consumption 200 W Power Connector C13 Specifications subject to change without any further notice. KONGSBERG DISCOVERY, SEATEX 3202 yaM - A9210400-011 | PROXIMITYVIEW 100 VISUALIZE THE SITUATION The KONGSBERG ProximityView offers dynamic stitching of several KONGSBERG KCC and such delivery a stiched 360 degrees camera coverage of the proximity zone overlaying sensor data into the view, such as: obstacles, distances, velocities, and planned path. The navigator can easily change between a simulated bridge view, birds-eye view or other configurable views suiting a specific operation. PERFORMANCE ENVIRONMENTAL SPECIFICATIONS Fuse up to 16 camera sources, Operational temperature range +5°C to +55°C. Direct screen output through HDMI. Storage temperature range -20°C to 70°C. Remote screen output to Proximity View 100 Remote client. Humidity Max 95% non-condensing. I/O STANDARDS AND REGULATIONS 4x Gigabit Ethernet on the rear I/O panel. 2x USB 3.0 headers for front panel access. 4x USB 3.0 ports on the rear I/O panel. 1x PS/2 KB/Mouse combo port on the I/O backpanel. 2x Display port. Compliance to LVD, standard used IEC 60950-1/EN 60950-1. WEIGHTS AND DIMENSIONS ProximityView Processing Unit 90 x 392 x 380 mm. Weight 8 kg. POWER Supply voltage 100-240 V AC 50/60 Hz. Max power consumption 200 W. Power Connector C13. Specifications subject to change without any further notice. KONGSBERG DISCOVERY, SEATEX 3202 yaM - A9210400-011 | Dynamic stitching of several KONGSBERG KCC. Stiched 360 degrees camera coverage. Overlaying sensor data into the view. Easily change between simulated bridge view, birds-eye view or other configurable views. | PERFORMANCE ENVIRONMENTAL SPECIFICATIONS - Fuse up to 16 camera sources, Operational temperature range +5°C to +55°C, Direct screen output through HDMI, Storage temperature range -20°C to 70°C, Remote screen output to Proximity View 100 Remote client, Humidity Max 95% non-condensing. I/O STANDARDS AND REGULATIONS - 4x Gigabit Ethernet on the rear I/O panel, 2x USB 3.0 headers for front panel access, 4x USB 3.0 ports on the rear I/O panel, 1x PS/2 KB/Mouse combo port on the I/O backpanel, 2x Display port, Compliance to LVD, standard used IEC 60950-1/EN 60950-1. WEIGHTS AND DIMENSIONS - ProximityView Processing Unit 90 x 392 x 380 mm, Weight 8 kg. POWER - Supply voltage 100-240 V AC 50/60 Hz, Max power consumption 200 W, Power Connector C13, Specifications subject to change without any further notice. KONGSBERG DISCOVERY, SEATEX 3202 yaM - A9210400-011
https://www.kongsberg.com/maritime/products/ocean-science/mapping-systems/multibeam-echo-sounders/k-sync/ | K-Sync Synchronization unit | https://www.kongsberg.com/contentassets/19ab735d43d04dc583f9ad9fb8330e1e/398737_underwater-mapping-brochure_-september-2016_print.pdf |  | I don't know | I don't know | I don't know
https://www.kongsberg.com/maritime/products/marine-robotics/underwater-vehicle-instruments/navlab-generic-simulation-and-post-processing-navigation-software/ | NavLab - Generic simulation and post-processing navigation software | https://www.kongsberg.com/globalassets/maritime/km-products/product-documents/390297.pdf | NavLab Software release notes Release 4.5.2 • AddedpreprocanddocumentationforZUPTsensor. • Matlab-statementscanbeusedinini-files. • Proportional pressure to depth calculation issupported. • HAIN: Starting sensor selection is no longer hard-coded. Improvements • HAIN:Statusplotinpreprocshowsdescriptivestatus • HiPAPLocalpositionfailedondefaultconfiguration. messages. • HiPAPLocaldidnotdoleverarmcompensation.Improvements • Latitude-sensorforpressuretodepthusesfirstvalidpositionsensororisconfigurable. • Fixed: Programoccasionallycrashedwhenselection of sensors was changed. Release 4.5.1 • Pressure will now show error if set up to use CTDand the profile is missing. • Exportispossibleindifferentfrequencies. • Fixed: InstallationfailedinP-code.Improvements • Fixed: Clock Correction failing QC test is was still • Localpositionwild-pointplotwasnotupdateswhen used.doing wild-point removals. • Speed improvements. Release 4.5.0.0 Release 4.4.1 • Changedlicensingdongles. UsersupgradingtothisImprovements donglemustexchangetheircurrentdongleswithnew ones. New dongles are not compatible with older • SomepreprocerrorsdidnotshowupinMainwindowversions of NavLab. NavLabfailedinp-code(Matlabversion). • Automated installation. • DVLCalibrationfailedtodosummaryifsensorswere • RecommendedinstalldirectorychangedtoProgram in a particular order.Files. • Unable to open ini-files from context menu in • Removedsupportfornavlabpassword. standalone mode. • Addedsupportforreadingformattedbinaryfiles. • ImprovedwarningsandcheckingofAposClockAhead. • AddedoptionofshowingtimeinUTCinEstimatorRelease 4.4.0 plots. • Added DVL scale factor and latency to configure • Newuserinterfaceshowingstatusandprogressbetter.sensor. All used sensors are shown. Status of individual sensors are shown. • Addedpossiblecustomisationofwarning/errorlevelson sensor errors. • Newdialogforsensorsettings. • Added features for DSU.Improvements • Added access to sensor .ini-files by right-clicking • Fixed: Failedtoreadinifilesifmatlabsyntaxwere sensor name.on first entry. • Added access to Preproc/Estimator .ini files by • AddedinterpolationofIMUforimprovedaccuracyin right-clickingappropriatebuttons.highly dynamic situations. • Clock correction, by typically AposClockAhead, is • ImproveduserinterfaceofplotLogFile. made a separate sensor providing outlier removalpossibility. Release 4.4.2 • Predictionisimprovednumericallywiththeoptionof • Added Simulator. exact discretization.390297 / B / August 2015 • ZUPT is added as a sensor. Release 4.2.1 • Preproc of sensors is done one sensor at a time asImprovements opposed to parallell before. • NavLab failed to install and run on some x64 • For HAIN users: Name of navigation states hascomputers reporting: "??? Invalid MEX-file (...) changedfrom"naveq"to"Navigation". \haspRead.mexw64". • install.bat failed to continue installation properlyImprovements after installing MCR. Requiring running of • Fixedthatentiredatasetisloadedinpreproc,before install_navlab_wXX.exeafterwards.adaptingtostartandstoptimesdefinedinpreview. • Installationofdongledriversincludedininstall.bat. • Fixed that NavLab standalone sometimes failed toinstall correctly. Release 4.2.0 • FixedthathelpredirectionfailedinMatlabversion • Updatedpressurehandlingtoalsoshowpressureand2012B.Showingusersthesamesitealways. Allusers calculateddepthduringPreproc. arenowsenttostandalonehelp. • Tidelevel (used in pressure to depth calculations) • Fixed that Misalignment of attitude sensor was added as a separate sensor, enabling manual outliercompensated incorrectly. editing. • Fixedproblemofbuttonsnotbeingcorrectlycolored. • DOS-window removed in standalone mode. Alsoerrorsobtainedinstandalonemodearewrittentolog • Removed possibility of doing outlier correction file.withoutitbeingusedinsubsequentEstimatorrun. • DVLCalibrationseparatedoutasanoption. • Accuracyincalculationoflocalpositionsisimproved. • Extra check added on dongles. Dongles must be • Fixedthatattitudesensorsoccasionallyplottedangles updatedtogainaccesstothisversion.wrongfully. Improvements • NavLabmissionreportisgeneratedmuchfaster. • Sensorqualityindexinghaderrors.Release 4.3.0 • Compass measurements are plotted correctly whenchanging 360-0°. • Resmoothing has been added. • ImprovedspeedofprocessinginEstimator. • HAIN Depth and Pressure are separated into twodifferent sensors. • ImprovednumericalstabilityonSmoothing. • Sensorscanbeselected/deselected. • Slow response in GUI fixed. • Empty plots are removed. • New Preview that gives better control over timeselection. • Duringoutlierremovalofpositiondata,NavLabfailed toremovethedeletedpointsfromtheplotinmeters. Improvements • HASP drivers updated. Old drivers failed on someplatforms. • Minimum interval between measurements will notworkunlessthereexistsanintervallessthan0inthe measurement series. Release 4.1.0 • Automatic extraction of log data will not work if • Export of smooth pressure.NavLab is installed to a location containing white • Added option of manual outlier filtering afterspace in the path. estimation. • Entiredatasetisloadedinpreproc,beforeadaptingto • Added automatic outlier filtering duringstartandstoptimesdefinedinpreview. RT-estimation. • Savingoflargedatasetsfailed. • Fulltextsearchinstandalonehelp. • HelpdidnotshowinMatlab2012B.Improvements • Estimatorranslowlyonlargerdatasets. • NavLabmainwindowsometimesfailedtoshowall • PlotBitsinPlotLogFileshowedwrongtimescale. content.390297 / B / August 2015 • CTDprofileusewasnotdocumented. • UseofAlternativeGPSforHAIN. • Evaluationofestimatedruninsummary. • Installation files. • Added more information when NavLab fail to set • Use of latency on DVL.missionfolderonHAINmissions. Improvements Release 4.0.0 • DVL Calibration wrote wrong scale factor value to • Help section for both standalone and MATLAB APOS-import.version. • PlotLogFile: Plot math function failes on certain • SummaryreportmovedfromexporttoPlotGeneral. characters. • Use of AposClockAhead files. • NavLabmainwindowsometimesfailedtoshowallcontent. • Addedpreviewandpossibleselectionoftimeframeto process. • Failedifstatuscolumnwasthelastoneontherecord. • AddedextractionofHAINdata,bothautomaticandwith Extract. | NavLab Software release notes Release 4.5.2: This release includes the addition of preproc and documentation for ZUPT sensor. Additionally, Matlab-statements can now be used in ini-files. Proportional pressure to depth calculation is supported, and the starting sensor selection for HAIN is no longer hard-coded. Other improvements include a descriptive status plot in preproc for HAIN, resolution of issues with HiPAPLocal position and lever arm compensation, as well as the ability to configure the latitude sensor for pressure to depth and fixed program crashes when changing sensor selections. Release 4.5.1: This release addresses the error display for pressure when using CTD and missing profiles, export possibilities in different frequencies, installation failures in P-code, clock correction failing QC test, and updates to the wild-point removal and speed improvements. Release 4.5.0.0: The release brings changes in licensing dongles, preproc error visibility, recommended install directory, support for reading formatted binary files, warnings and checking of AposClockAhead, User Interface enhancements, sensor access improvements, and clock corrections. Release 4.4.1: This release fixes issues related to installation, help redirection, pressure handling, misalignment of attitude sensor, and standalone mode errors. Other improvements include tide level addition, removal of DOS window in standalone mode, and faster generation of NavLab mission reports. Release 4.4.0: Notable additions in this release are the DVL scale factor and latency configuration, improved user interface for plotLogFile, and access to sensor and Preproc/Estimator .ini files by right-clicking appropriate buttons. Release 4.4.2: The improvements in this release involve numerical prediction, addition of ZUPT sensor, sequential preproc of sensors, and resolution of installation failures on x64 computers and MCR installation issues. Release 4.2.1: This release addresses issues with HAIN users, help redirection in Matlab version 2012B, standalone help access, tide level addition, attitude sensor misalignment, and NavLab mission report speed. Release 4.3.0: Changes include correct plotting of compass measurements, addition of resmoothing, improved speed of processing in Estimator, separation of HAIN Depth and Pressure into different sensors, and various GUI fixes and improvements. Release 4.1.0: Notable additions in this release are the option of manual outlier filtering after estimation, automatic outlier filtering, help display issues, and improved performance on larger datasets. Release 4.0.0: This release involves changes in DVL Calibration, PlotLogFile function, summary report, AposClockAhead files, NavLab main window, and HAIN data extraction. | Key features and improvements in the releases include: - Addition of preproc and ZUPT sensor documentation - Support for Matlab-statements in ini-files - Proportional pressure to depth calculation - Configurable latitude sensor for pressure to depth - Fixed program crashes during sensor selection - Enhanced status plot in preproc for HAIN - Speed improvements - Improved warnings and checking of AposClockAhead - Improved user interface for plotLogFile - Sequential preproc of sensors - Faster generation of NavLab mission reports - Correct plotting of compass measurements - Improved speed of processing in Estimator - Improved GUI and content display | I don't know
https://www.kongsberg.com/maritime/products/ocean-science/blue-insight/ocean-view/ | Ocean view | https://www.kongsberg.com/contentassets/37784f493caf4b4a9bb8e22133fff5ee/datasheet_blueinsight.pdf | BLUE INSIGHT The digital ocean toolbox Seamless data acquisition, fusion, processing, visualization, contextualization and management of ocean data. Kongsberg Blue Insight is an open and flexible digital infrastructure product designed to meet the increasing demand for accurate information from the oceans, focusing on internet security and seamless integration. The Blue Insight automates the data stream from a wide range of sensors KEY BENEFITS: and platform types and visualizes them in a common framework. The solution facilitates modern data processing and machine learning, provid- • One-stop solution that ing new understanding and in-depth knowledge.provides real time overview across platforms Through a range of dedicated modules, Blue Insight offers flexibil- and data types ity, security and robustness required by any ocean data stakeholder: • Flexible and scalable,scientific, observational, or commercial. suitable for both small and large organizations • Open ecosystem buildingon FAIR data principles • Allows for deploymentof customized machine learning algorithms • Cyber secure solutionkongsberg.com/maritime October 2021 BLUE INSIGHT BLUE INSIGHT CORE The Blue Insight Core module provides solutions for secure interactions between sensor platforms, cloud storage and data management enabled by the industrialized Internet of Things modules found in the Kognifai digital ecosystem. The Core module includes required common functionality to prepare the data for automated analytics and advanced data handling, with the full benefits of a modern, cyber secure cloud environment. It includes a basic visualization framework with dashboard functionalities and graph view of data. This module integrates with your existing information technology systems and is a requisite for deploying the other Blue Insight modules. SENSOR FUSION DATA FORWARDER Sensor Fusion is an on-board/on-pre- The Data Forwarder module automates the mise application which receives and conversion of data in the cloud into prepares data from selected sensors common formats and empowers efficient and onboard databases for streamlined and seamless data sharing across cloud distribution to the Blue Insight cloud. Sensor Fusion solutions and user databases. also provides the interface between selected third- Examples of applications are the automated forwarding party sensors and serves as the link with Sensor of ecosystem data to national marine databases and Remote and Ocean View modules. Optionally, a real meteorological data to national data centers. time visualization dashboard can be provided for monitoring purposes. SENSOR REMOTE The Sensor Remote module provides a web OCEAN VIEW interface for remote control of selected The Ocean View module is a web interface KONGSBERG sensors such as EM and EK80. for visualizing selected real-time The web interface can be used from any web and historic sensor data and platform browser which is connected to the Blue Insight cloud - on information in a map overlay. The web the vessel and on land. interface can be used from any web browser which is connected to the Blue Insight or corporate cloud - on the vessel and on land. Views can be tailored to customer requirements with e.g. specific map ANALYTICS overlays for increased situational awareness and The Analytics module enables more contextualization or to external user and public in-depth data handling capabilities, display purposes enhanced through flexible access such as the implementation of quality control mechanisms. assurance steps or automated data analysis based on artificial intelligence. It provides infrastructure for both onboard and cloud-based machine learning from ocean data to e.g. enable automated classification of echo sounder data. Users of this module enjoy a standardized processing pipeline allowing for remote deployment of KONGSBERG, user or third party supplied algorithms. Generic System Overview Cloud Onboard | BLUE INSIGHT: Kongsberg Blue Insight is a digital infrastructure product designed to meet the increasing demand for accurate information from the oceans. It offers seamless data acquisition, fusion, processing, visualization, contextualization, and management of ocean data. The product automates the data stream from a wide range of sensors and platform types and visualizes them in a common framework, facilitating modern data processing and machine learning. The solution offers flexibility, security, and robustness required by any ocean data stakeholder, whether scientific, observational, or commercial. The open ecosystem is built on FAIR data principles and allows for the deployment of customized machine learning algorithms. BLUE INSIGHT CORE: The Core module provides solutions for secure interactions between sensor platforms, cloud storage, and data management enabled by the industrialized Internet of Things modules found in the Kognifai digital ecosystem. It includes required common functionality to prepare the data for automated analytics and advanced data handling, with the full benefits of a modern, cyber-secure cloud environment. SENSOR FUSION DATA FORWARDER: The Data Forwarder module automates the conversion of data in the cloud into common formats and empowers efficient and seamless data sharing across cloud solutions and user databases. SENSOR REMOTE: The module provides a web interface for remote control of selected Kongsberg sensors such as EM and EK80. OCEAN VIEW: The Ocean View module is a web interface for visualizing selected real-time and historic sensor data and platform information in a map overlay. ANALYTICS: The Analytics module enables more in-depth data handling capabilities, such as the implementation of quality control mechanisms and automated data analysis based on artificial intelligence. It provides infrastructure for both onboard and cloud-based machine learning from ocean data to enable automated classification of echo sounder data. | The key benefits and features of the Blue Insight include: - One-stop solution that provides real-time overview across platforms and data types - Flexibility and scalability suitable for both small and large organizations - Open ecosystem built on FAIR data principles - Deployment of customized machine learning algorithms - Secure interactions between sensor platforms, cloud storage, and data management - Automated conversion of data in the cloud into common formats - Web interface for remote control of selected Kongsberg sensors - Visualization of real-time and historic sensor data and platform information - In-depth data handling capabilities and automated data analysis based on artificial intelligence | I don't know
https://www.kongsberg.com/maritime/products/ocean-science/mapping-systems/sonars/sonars-for-marine-site-inspection/m3-sonar-PHS/ | Portable Hydrographic System, M3 Sonar¬Æ | https://www.kongsberg.com/contentassets/5f4fa3d6d9704fabb3b2ee8282b5a66a/datasheet---m3-sonar-phs-nov.-2018.pdf | M3 SONAR PHS SHALLOW-WATER PORTABLE HYDROGRAPHIC SURVEY SYSTEM M3 Sonar (500 m depth rating) Operating frequency 500 kHz, Depth range: 0.2 – 50 m , Swath width: 120°, Beam widths: TX 3°, RX 1.6°, Number of beams: up to 256, Pulse form: CW & FM, Effective pulse length:10 μs - 10 ms, Maximum ping rate: 40 Hz, Weight 1.7 kg (in water), 4.6 kg (in air), IHO SP-44 Special Order & 1a, Materials: Hard Anodized Aluminium , Stainless Steel 316, Elastomeric Polyurethane. M3 Sonar Interface Unit The splashproof deck unit acts as a junction box and provides power for all external sensors including the sonar head for easier cable management and portability. Seapath 130 Series Compact Integrated INS/GNSS Heading, Attitude and Positioning Sen- sor with antennas and receivers. No accuracy degradation in roll, pitch and heave measurements during turns; 120 channel dual frequency GPS/GLONASS receiver, RTK, SBAS correction; can support Omnistar and Marinestar. Seapath 130-3 (with MRU-3) to 0.08° roll & pitch accuracy Seapath 130-H (with MRU-H) to 0.03° roll & pitch accuracy Length = 1.2m, Width = 0.2m, Height = 0.1m Seatex MRU-3 Angle Resolution 0.001°, Heave Accuracy of 5 cm or 5%, Acceleration Accuracy of 0.02 m/s² RMS, Heave range ±50 m, Angle range Roll/ Pitch ± 45° , Acceleration range ±50 m/s², Stainless steel or anodized aluminum housing, Temperature range -5°C to +55°C, IP 68 Seatex MRU-H Angle Resolution 0.001°, Heave Accuracy of 5 cm or 5%, Acceleration Accuracy of 0.01 m/s² RMS, Heave range ±50 m, Angle range Roll/ Pitch ±180°, Acceleration range ±30 m/s², Stainless steel or anodized aluminum housing, Temperature range -5°C to +55°C, IP 68 Pole Mount (USM Compact) Over the side compact shear block pole mount with calibrated break- away design and GNSS mast pole 36” length, anodized aluminum. Z pole Hydrofoil shaped with 60” length (other lengths and various options available on request). Includes M3 Sonar flange to mount sonar head, MRU and speed sound sensor, and base plate with Hinge kit. Photos are for illustration purposes only. Specifications subject to change without any notice. www.kongsbergmesotech.com E-mail: km.sales.vancouver@km.kongsberg.com Telephone: +1 604 464 8144 | M3 SONAR PHS SHALLOW-WATER PORTABLE HYDROGRAPHIC SURVEY SYSTEM M3 Sonar (500 m depth rating) Operating frequency 500 kHz, Depth range: 0.2 – 50 m , Swath width: 120°, Beam widths: TX 3°, RX 1.6°, Number of beams: up to 256, Pulse form: CW & FM, Effective pulse length:10 μs - 10 ms, Maximum ping rate: 40 Hz, Weight 1.7 kg (in water), 4.6 kg (in air), IHO SP-44 Special Order & 1a, Materials: Hard Anodized Aluminium , Stainless Steel 316, Elastomeric Polyurethane. M3 Sonar Interface Unit The splashproof deck unit acts as a junction box and provides power for all external sensors including the sonar head for easier cable management and portability. Seapath 130 Series Compact Integrated INS/GNSS Heading, Attitude and Positioning Sen- sor with antennas and receivers. No accuracy degradation in roll, pitch and heave measurements during turns; 120 channel dual frequency GPS/GLONASS receiver, RTK, SBAS correction; can support Omnistar and Marinestar. Seapath 130-3 (with MRU-3) to 0.08° roll & pitch accuracy Seapath 130-H (with MRU-H) to 0.03° roll & pitch accuracy Length = 1.2m, Width = 0.2m, Height = 0.1m Seatex MRU-3 Angle Resolution 0.001°, Heave Accuracy of 5 cm or 5%, Acceleration Accuracy of 0.02 m/s² RMS, Heave range ±50 m, Angle range Roll/ Pitch ± 45° , Acceleration range ±50 m/s², Stainless steel or anodized aluminum housing, Temperature range -5°C to +55°C, IP 68 Seatex MRU-H Angle Resolution 0.001°, Heave Accuracy of 5 cm or 5%, Acceleration Accuracy of 0.01 m/s² RMS, Heave range ±50 m, Angle range Roll/ Pitch ±180°, Acceleration range ±30 m/s², Stainless steel or anodized aluminum housing, Temperature range -5°C to +55°C, IP 68 Pole Mount (USM Compact) Over the side compact shear block pole mount with calibrated break- away design and GNSS mast pole 36” length, anodized aluminum. Z pole Hydrofoil shaped with 60” length (other lengths and various options available on request). Includes M3 Sonar flange to mount sonar head, MRU and speed sound sensor, and base plate with Hinge kit. Photos are for illustration purposes only. Specifications subject to change without any notice. www.kongsbergmesotech.com E-mail: km.sales.vancouver@km.kongsberg.com Telephone: +1 604 464 8144 | M3 SONAR PHS - 500 m depth rating - Operating frequency 500 kHz - Depth range: 0.2 – 50 m - Swath width: 120° - Beam widths: TX 3°, RX 1.6° - Number of beams: up to 256 - Pulse form: CW & FM - Effective pulse length: 10 μs - 10 ms - Maximum ping rate: 40 Hz M3 Sonar Interface Unit - Acts as a junction box - Provides power for all external sensors Seapath 130 Series - No accuracy degradation in roll, pitch, and heave measurements during turns - 120 channel dual frequency GPS/GLONASS receiver - RTK, SBAS correction; can support Omnistar and Marinestar - Seapath 130-3 (with MRU-3) to 0.08° roll & pitch accuracy - Seapath 130-H (with MRU-H) to 0.03° roll & pitch accuracy Seatex MRU-3 - Angle Resolution 0.001° - Heave Accuracy of 5 cm or 5% - Acceleration Accuracy of 0.02 m/s² RMS - Heave range ±50 m - Angle range Roll/Pitch ± 45° - Acceleration range ±50 m/s² Seatex MRU-H - Angle Resolution 0.001° - Heave Accuracy of 5 cm or 5% - Acceleration Accuracy of 0.01 m/s² RMS - Heave range ±50 m - Angle range Roll/Pitch ±180° - Acceleration range ±30 m/s² Pole Mount (USM Compact) - Over the side compact shear block pole mount with calibrated break-away design - GNSS mast pole 36” length, anodized aluminum - Z pole Hydrofoil shaped with 60” length | M3 SONAR PHS - Depth Rating: 500 m - Operating Frequency: 500 kHz - Depth Range: 0.2 – 50 m - Swath Width: 120° - Beam Widths: TX 3°, RX 1.6° - Number of Beams: up to 256 - Pulse Form: CW & FM - Effective Pulse Length: 10 μs - 10 ms - Maximum Ping Rate: 40 Hz M3 Sonar Interface Unit - Acts as a junction box - Provides power for all external sensors Seapath 130 Series - No accuracy degradation in roll, pitch, and heave measurements during turns - 120 channel dual frequency GPS/GLONASS receiver - RTK, SBAS correction; can support Omnistar and Marinestar - Seapath 130-3 (with MRU-3) to 0.08° roll & pitch accuracy - Seapath 130-H (with MRU-H) to 0.03° roll & pitch accuracy Seatex MRU-3 - Angle Resolution: 0.001° - Heave Accuracy: 5 cm or 5% - Acceleration Accuracy: 0.02 m/s² RMS - Heave Range: ±50 m - Angle Range Roll/Pitch: ± 45° - Acceleration Range: ±50 m/s² Seatex MRU-H - Angle Resolution: 0.001° - Heave Accuracy: 5 cm or 5% - Acceleration Accuracy: 0.01 m/s² RMS - Heave Range: ±50 m - Angle Range Roll/Pitch: ±180° - Acceleration Range: ±30 m/s² Pole Mount (USM Compact) - Over the side compact shear block pole mount with calibrated break-away design - GNSS mast pole 36” length, anodized aluminum - Z pole Hydrofoil shaped with 60” length
https://www.kongsberg.com/maritime/products/ocean-science/blue-insight/sensor-fusion/ | Sensor Fusion | https://www.kongsberg.com/contentassets/1d16a9142d0f46e2b2ee68445583a180/datasheet_blueinsight.pdf | BLUE INSIGHT The digital ocean toolbox Seamless data acquisition, fusion, processing, visualization, contextualization and management of ocean data. Kongsberg Blue Insight is an open and flexible digital infrastructure product designed to meet the increasing demand for accurate information from the oceans, focusing on internet security and seamless integration. The Blue Insight automates the data stream from a wide range of sensors KEY BENEFITS: and platform types and visualizes them in a common framework. The solution facilitates modern data processing and machine learning, provid- • One-stop solution that ing new understanding and in-depth knowledge.provides real time overview across platforms Through a range of dedicated modules, Blue Insight offers flexibil- and data types ity, security and robustness required by any ocean data stakeholder: • Flexible and scalable,scientific, observational, or commercial. suitable for both small and large organizations • Open ecosystem buildingon FAIR data principles • Allows for deploymentof customized machine learning algorithms • Cyber secure solutionkongsberg.com/maritime October 2021 BLUE INSIGHT BLUE INSIGHT CORE The Blue Insight Core module provides solutions for secure interactions between sensor platforms, cloud storage and data management enabled by the industrialized Internet of Things modules found in the Kognifai digital ecosystem. The Core module includes required common functionality to prepare the data for automated analytics and advanced data handling, with the full benefits of a modern, cyber secure cloud environment. It includes a basic visualization framework with dashboard functionalities and graph view of data. This module integrates with your existing information technology systems and is a requisite for deploying the other Blue Insight modules. SENSOR FUSION DATA FORWARDER Sensor Fusion is an on-board/on-pre- The Data Forwarder module automates the mise application which receives and conversion of data in the cloud into prepares data from selected sensors common formats and empowers efficient and onboard databases for streamlined and seamless data sharing across cloud distribution to the Blue Insight cloud. Sensor Fusion solutions and user databases. also provides the interface between selected third- Examples of applications are the automated forwarding party sensors and serves as the link with Sensor of ecosystem data to national marine databases and Remote and Ocean View modules. Optionally, a real meteorological data to national data centers. time visualization dashboard can be provided for monitoring purposes. SENSOR REMOTE The Sensor Remote module provides a web OCEAN VIEW interface for remote control of selected The Ocean View module is a web interface KONGSBERG sensors such as EM and EK80. for visualizing selected real-time The web interface can be used from any web and historic sensor data and platform browser which is connected to the Blue Insight cloud - on information in a map overlay. The web the vessel and on land. interface can be used from any web browser which is connected to the Blue Insight or corporate cloud - on the vessel and on land. Views can be tailored to customer requirements with e.g. specific map ANALYTICS overlays for increased situational awareness and The Analytics module enables more contextualization or to external user and public in-depth data handling capabilities, display purposes enhanced through flexible access such as the implementation of quality control mechanisms. assurance steps or automated data analysis based on artificial intelligence. It provides infrastructure for both onboard and cloud-based machine learning from ocean data to e.g. enable automated classification of echo sounder data. Users of this module enjoy a standardized processing pipeline allowing for remote deployment of KONGSBERG, user or third party supplied algorithms. Generic System Overview Cloud Onboard | Kongsberg Blue Insight is a digital infrastructure product designed to meet the increasing demand for accurate information from the oceans. It focuses on internet security and seamless integration, automating the data stream from a wide range of sensors and platform types, and visualizing them in a common framework. The solution facilitates modern data processing and machine learning, providing new understanding and in-depth knowledge. Through its dedicated modules, Blue Insight offers flexibility, security, and robustness required by any ocean data stakeholder, be it scientific, observational, or commercial. It provides a one-stop solution that offers real-time overview across platforms and data types, making it suitable for both small and large organizations. Blue Insight also creates an open ecosystem based on FAIR data principles and allows for the deployment of customized machine learning algorithms. | Key Features: - One-stop solution providing real-time overview across platforms and data types - Flexible and scalable, suitable for both small and large organizations - Open ecosystem building on FAIR data principles - Allows for deployment of customized machine learning algorithms - Cyber secure solution | I don't know
https://www.kongsberg.com/maritime/products/ocean-science/blue-insight/sensor-remote/ | Sensor remote | https://www.kongsberg.com/contentassets/33812dcfb17f45ffa4ad34629d464c78/datasheet_blueinsight.pdf | BLUE INSIGHT The digital ocean toolbox Seamless data acquisition, fusion, processing, visualization, contextualization and management of ocean data. Kongsberg Blue Insight is an open and flexible digital infrastructure product designed to meet the increasing demand for accurate information from the oceans, focusing on internet security and seamless integration. The Blue Insight automates the data stream from a wide range of sensors KEY BENEFITS: and platform types and visualizes them in a common framework. The solution facilitates modern data processing and machine learning, provid- • One-stop solution that ing new understanding and in-depth knowledge.provides real time overview across platforms Through a range of dedicated modules, Blue Insight offers flexibil- and data types ity, security and robustness required by any ocean data stakeholder: • Flexible and scalable,scientific, observational, or commercial. suitable for both small and large organizations • Open ecosystem buildingon FAIR data principles • Allows for deploymentof customized machine learning algorithms • Cyber secure solutionkongsberg.com/maritime October 2021 BLUE INSIGHT BLUE INSIGHT CORE The Blue Insight Core module provides solutions for secure interactions between sensor platforms, cloud storage and data management enabled by the industrialized Internet of Things modules found in the Kognifai digital ecosystem. The Core module includes required common functionality to prepare the data for automated analytics and advanced data handling, with the full benefits of a modern, cyber secure cloud environment. It includes a basic visualization framework with dashboard functionalities and graph view of data. This module integrates with your existing information technology systems and is a requisite for deploying the other Blue Insight modules. SENSOR FUSION DATA FORWARDER Sensor Fusion is an on-board/on-pre- The Data Forwarder module automates the mise application which receives and conversion of data in the cloud into prepares data from selected sensors common formats and empowers efficient and onboard databases for streamlined and seamless data sharing across cloud distribution to the Blue Insight cloud. Sensor Fusion solutions and user databases. also provides the interface between selected third- Examples of applications are the automated forwarding party sensors and serves as the link with Sensor of ecosystem data to national marine databases and Remote and Ocean View modules. Optionally, a real meteorological data to national data centers. time visualization dashboard can be provided for monitoring purposes. SENSOR REMOTE The Sensor Remote module provides a web OCEAN VIEW interface for remote control of selected The Ocean View module is a web interface KONGSBERG sensors such as EM and EK80. for visualizing selected real-time The web interface can be used from any web and historic sensor data and platform browser which is connected to the Blue Insight cloud - on information in a map overlay. The web the vessel and on land. interface can be used from any web browser which is connected to the Blue Insight or corporate cloud - on the vessel and on land. Views can be tailored to customer requirements with e.g. specific map ANALYTICS overlays for increased situational awareness and The Analytics module enables more contextualization or to external user and public in-depth data handling capabilities, display purposes enhanced through flexible access such as the implementation of quality control mechanisms. assurance steps or automated data analysis based on artificial intelligence. It provides infrastructure for both onboard and cloud-based machine learning from ocean data to e.g. enable automated classification of echo sounder data. Users of this module enjoy a standardized processing pipeline allowing for remote deployment of KONGSBERG, user or third party supplied algorithms. Generic System Overview Cloud Onboard | Kongsberg Blue Insight is a digital infrastructure product designed to meet the increasing demand for accurate information from the oceans, focusing on internet security and seamless integration. It facilitates modern data processing and machine learning, providing new understanding and in-depth knowledge. The solution offers flexibility, security, and robustness required by any ocean data stakeholder, whether scientific, observational, or commercial. Blue Insight provides a one-stop solution for real-time overview across platforms and data types. It is flexible and scalable, suitable for both small and large organizations. Additionally, it operates on an open ecosystem building on FAIR data principles and allows for deployment of customized machine learning algorithms. The Blue Insight Core module provides solutions for secure interactions between sensor platforms, cloud storage, and data management enabled by the industrialized Internet of Things modules found in the Kognifai digital ecosystem. It also includes a basic visualization framework with dashboard functionalities and graph view of data. This module integrates with existing information technology systems and is a requisite for deploying other Blue Insight modules. The Sensor Fusion Data Forwarder module automates the conversion of data in the cloud into common formats and empowers efficient and seamless data sharing across cloud solutions and user databases. It also provides the interface between selected third-party sensors and serves as the link with the Sensor Remote and Ocean View modules. The Sensor Remote module provides a web interface for remote control of selected Kongsberg sensors such as EM and EK80. The Ocean View module is a web interface for visualizing selected real-time and historic sensor data and platform information in a map overlay. The Analytics module enables in-depth data handling capabilities, such as the implementation of quality control mechanisms and automated data analysis based on artificial intelligence. It provides infrastructure for onboard and cloud-based machine learning from ocean data to enable automated classification of echo sounder data and a standardized processing pipeline allowing for remote deployment of user or third party supplied algorithms. | - One-stop solution that provides real-time overview across platforms and data types - Flexible and scalable, suitable for both small and large organizations - Open ecosystem building on FAIR data principles - Allows for deployment of customized machine learning algorithms - Secure interactions between sensor platforms, cloud storage, and data management - Basic visualization framework with dashboard functionalities and graph view of data - Conversion of data in the cloud into common formats for seamless data sharing - Web interface for remote control of selected Kongsberg sensors - Web interface for visualizing selected real-time and historic sensor data and platform information in a map overlay - In-depth data handling capabilities, such as the implementation of quality control mechanisms and automated data analysis based on artificial intelligence | I don't know
https://www.kongsberg.com/maritime/products/commercial-fisheries/td/simrad-120khz-transducers/simrad-120-25/ | Simrad 120-25 | https://www.kongsberg.com/globalassets/discovery/simrad/transducers/120-and-es120/164023_120-25.pdf | TRANSDUCER Simrad 120-25 120 kHz single-beam transducer Introduction The 120-25 is a single-beam transducer protected by a robust housing. The solid interior enables it to withstand the pressure at a depth of 1000 m. Order number KSV-062615 Technical specication Resonant frequency.......................................120 kHz Maximum input power...................................1000 W Beamwidth, circular...........................10 deg. ±2 deg. Maximum duty cycle (at maximum power) ........5% Directivity index...............................................25 dB Maximum installation depth..........................1000 m Equivalent two-way beam angle (ψ)............-17.5 dB Maximum storage temperature...............-20 to 70º C re 1 steradian Cable length.......................................................25 m Nominal impedance ......................................60 ohm Cable diameter.............................................10.9 mm Maximum variation in ¦Z¦.....................45 to 80 ohm Weight without cable...........................................4 kg Maximum variation in phase.........................±30 deg Transmitting response.............................176.5 ±2 dB re 1µPa per V Receiving sensitivity (open circuit) ................-183.0 ±2 dB re 1V per µPa Electroacoustic efciency...........................70 ±20 % B.veR 320461-558( Data Installation Beam pattern Installation example Installation Outline dimensions Manufacturer: Simrad AS Strandpromenaden 50 P.O.Box 111 N-3191 Horten Telephone: +47 33 03 40 00 Telefax: +47 33 04 29 87 | Introduction The 120-25 is a single-beam transducer protected by a robust housing. The solid interior enables it to withstand the pressure at a depth of 1000 m. Manufacturer: Simrad AS, Strandpromenaden 50, P.O.Box 111, N-3191 Horten. Telephone: +47 33 03 40 00, Telefax: +47 33 04 29 87. | Resonant frequency: 120 kHz, Maximum input power: 1000 W, Beamwidth, circular: 10 deg. ±2 deg., Maximum duty cycle (at maximum power): 5%, Directivity index: 25 dB, Maximum installation depth: 1000 m, Equivalent two-way beam angle (ψ): -17.5 dB, Maximum storage temperature: -20 to 70º C, Cable length: 25 m, Nominal impedance: 60 ohm, Cable diameter: 10.9 mm, Weight without cable: 4 kg, Transmitting response: 176.5 ±2 dB re 1µPa per V, Receiving sensitivity (open circuit): -183.0 ±2 dB re 1V per µPa, Electroacoustic efficiency: 70 ±20 %. | category: Transducer, parameters: Resonant frequency, parameter value: 120 kHz, parameters: Maximum input power, parameter value: 1000 W, parameters: Beamwidth, circular, parameter value: 10 deg. ±2 deg., parameters: Maximum duty cycle (at maximum power), parameter value: 5%, parameters: Directivity index, parameter value: 25 dB, parameters: Maximum installation depth, parameter value: 1000 m, parameters: Equivalent two-way beam angle (ψ), parameter value: -17.5 dB, parameters: Maximum storage temperature, parameter value: -20 to 70º C, parameters: Cable length, parameter value: 25 m, parameters: Nominal impedance, parameter value: 60 ohm, parameters: Cable diameter, parameter value: 10.9 mm, parameters: Weight without cable, parameter value: 4 kg, parameters: Transmitting response, parameter value: 176.5 ±2 dB re 1µPa per V, parameters: Receiving sensitivity (open circuit), parameter value: -183.0 ±2 dB re 1V per µPa, parameters: Electroacoustic efficiency, parameter value: 70 ±20 %.
https://www.kongsberg.com/maritime/products/commercial-fisheries/td/td12khz/12-16-60/ | Simrad 12-16/60 | https://www.simrad.online/td_012/12_16_60/sales/12_16_60_ds_en_a4.pdf | TRANSDUCER Simrad 12-16/60 12 kHz dual-beam transducer Introduction The 12-16/60 is a 12 kHz dual beam transducer with 19 tonpilz elements. It can be set up for dual or single beam use. Order number KSV-089510 Technical specications Common Resonant frequency.........................................12 kHz Maximum transducer depth:..............................20 m Cable length.......................................................20 m Cable diameter.............................................12.5 mm Weight with/without cable.........................84 / 78 kg Storage temperature................................-20 to 70 °C 18 + 1 elements (Narrow beam) 1 element (Wide beam) Circular beamwidth..........................................16 deg Circular beamwidth..........................................60 deg Directivity: Directivity: D......................................................................130 D........................................................................10 DI=10 log D................................................21 dB DI=10 log D................................................10 dB Equivalent two-way beam angle: Equivalent two-way beam angle: Ψ...................................................................0.045 Ψ.......................................................................0.6 10 log Ψ ..................................................-13.5 dB 10 log Ψ .......................................................-2 dB Side lobes..........................................less than -15 dB Side lobes............................................Not applicable Back radiation...................................less than -30 dB Back radiation...................................less than -15 dB Impedance: Impedance: Nominal...................................................60 ohms Nominal...................................................2 kohms Max. variation in ¦Z¦.........................45 - 80 ohms Max. variation in ¦Z¦...........................1 - 3 kohms Max variation in phase angle...................±30 deg Transmitting response..............142 dB re 1µPa per V Transmitting response..............171 dB re 1µPa per V Receiving sensitivity, open circuit..............-168.5 dB Receiving sensitivity, open circuit..............-168.5 dB re 1V per µPa re 1V per µPa Electroacoustic efciency....................................0.60 Electroacoustic efciency....................................0.60 Maximum pulse power input...........................100 W Maximum pulse power input.........................2000 W Maximum continuous power input......................4 W Maximum continuous power input....................80 W )B.veR 029061-558( Data Beam pattern, 18+1 elements (narrow) Admittance, 18+1 elements Installation Outline dimensions Installation example Manufacturer: Simrad AS Strandpromenaden 50 P.O.Box 111 N-3191 Horten Telephone: +47 33 03 40 00 | The Simrad 12-16/60 is a 12 kHz dual beam transducer with 19 tonpilz elements, which can be set up for dual or single beam use. The transducer has an order number of KSV-089510. It has a resonant frequency of 12 kHz and a maximum transducer depth of 20 m. The cable length is 20 m, and the cable diameter is 12.5 mm. The transducer weighs 84 kg with cable and 78 kg without cable. The storage temperature range is -20 to 70 °C. The transducer has circular beamwidths of 16 deg (narrow beam) and 60 deg (wide beam). It has directivity values of D=130 for the narrow beam and D=10 for the wide beam. The transducer's transmitting response is 142 dB re 1µPa per V, and its receiving sensitivity, open circuit, is -168.5 dB re 1V per µPa. The electroacoustic efficiency is 0.60, and it has a maximum pulse power input of 100 W and a maximum continuous power input of 4 W. | 12 kHz dual beam transducer Can be set up for dual or single beam use Resonant frequency of 12 kHz Maximum transducer depth of 20 m Circular beamwidth of 16 deg (narrow beam) and 60 deg (wide beam) Directivity values of D=130 for narrow beam and D=10 for wide beam Transmitting response of 142 dB re 1µPa per V Receiving sensitivity, open circuit, of -168.5 dB re 1V per µPa Electroacoustic efficiency of 0.60 Maximum pulse power input of 100 W Maximum continuous power input of 4 W | Common - Resonant frequency: 12 kHz - Maximum transducer depth: 20 m - Cable length: 20 m - Cable diameter: 12.5 mm - Weight with/without cable: 84 / 78 kg - Storage temperature: -20 to 70 °C Directivity (Narrow Beam) - Circular beamwidth: 16 deg - Directivity (D): 130 - Transmitting response: 142 dB re 1µPa per V - Receiving sensitivity, open circuit: -168.5 dB re 1V per µPa - Electroacoustic efficiency: 0.60 - Maximum pulse power input: 100 W - Maximum continuous power input: 4 W Directivity (Wide Beam) - Circular beamwidth: 60 deg - Directivity (D): 10
https://www.kongsberg.com/maritime/products/commercial-fisheries/td/td18khz/18-11/ | Simrad 18-11 | https://www.simrad.online/td_018/18_11/sales/18_11_ds_en_a4.pdf | TRANSDUCER Simrad 18-11 18 kHz single-beam transducer for large depths Introduction The 18-11 is a large, single-beam transducer with a relatively narrow beam. It is ideal for use in ocean depth measurement to a maximum depth of 7000 m. Order number KSV-088693 Technical specication Resonant frequency.........................................18 kHz Transmitting response................................176 ±2 dB (dB re 1µPa per V) Circular beamwidth.....................................11 ±2 deg Receiving sensitivity, open circuit...........-168 ±2 dB Directivity: (dB re 1V per µPa) D..........................................................300 ±20 % Electroacoustic efciency.........................0.60 ±0.20 DI=10 log D...........................................25 ±1 dB Maximum pulse power input.........................2000 W Equivalent two-way beam angle: Maximum continuous power input..................100 W ψ.......................................................0.020 ±20 % Maximum transducer depth...............................50 m 10 log ψ ...............................................-17 ±1 dB Cable length.......................................................20 m Side lobes..........................................less than -18 dB Cable diameter................................................11 mm Back radiation...................................less than -35 dB Weight without cable.........................................85 kg Impedance: Storage temperature..............................+70 to -20 °C Nominal value..........................................60 ohm Max. variation in ¦Z¦........................45 to 80 ohm Max. variation phase angle.......................±30 deg )C.veR 404031-958( Data Beam pattern Admittance Installation Outline dimensions Installation example Manufacturer: Simrad AS Strandpromenaden 50 P.O.Box 111 N-3191 Horten Telephone: +47 33 03 40 00 Telefax: +47 33 04 29 87 Internet: www.simrad.com | The 18-11 is a large, single-beam transducer with a relatively narrow beam, making it ideal for ocean depth measurement up to a maximum depth of 7000 m. It has a resonant frequency of 18 kHz and a transmitting response of 176 ±2 dB (dB re 1µPa per V). The transducer's circular beamwidth is 11 ±2 deg, and it has a receiving sensitivity, open circuit of -168 ±2 dB. The transducer features a directivity of D=300 ±20% and an electroacoustic efficiency of 0.60 ±0.20. It has a maximum pulse power input of 2000 W and a maximum continuous power input of 100 W. With a cable length of 20 m, the transducer has a weight of 85 kg (without cable) and a storage temperature range of +70 to -20 °C. | - Ideal for ocean depth measurement up to 7000 m - Resonant frequency of 18 kHz - Transmitting response of 176 ±2 dB (dB re 1µPa per V) - Circular beamwidth of 11 ±2 deg - High directivity at 300 ±20% - Maximum pulse power input of 2000 W - Cable length of 20 m - Weighs 85 kg (without cable) | Resonant frequency: 18 kHz Transmitting response: 176 ±2 dB (dB re 1µPa per V) Circular beamwidth: 11 ±2 deg Directivity: D=300 ±20% Electroacoustic efficiency: 0.60 ±0.20 Maximum pulse power input: 2000 W Maximum continuous power input: 100 W Cable length: 20 m Weight (without cable): 85 kg Storage temperature range: +70 to -20 °C
https://www.kongsberg.com/maritime/products/commercial-fisheries/td/200-khz/simrad-200-7c/ | Simrad 200-7C | https://www.simrad.online/td_200/es200_7c/sales/es200_7c_ds_en_a4.pdf | Simrad ES200-7C SPLIT-BEAM TRANSDUCER The Simrad ES200-7C is a wide-band split-beam transducer designed for fishery and research applications. The beamwidth is 7 degrees at a nominal operational frequency of 200 kHz. The transducer is designed having four separate sectors and transducers manufactured in 2021 and onwards includes a sensor to measure the sea temperature. The transducer is normally mounted flush with the hull plating or the bottom of a blister. It is provided with an installation flange, and KEY FEATURES using a clamping ring, it is secured to a mounting ring welded into the • Wide-band split-beam hull plating or the bottom of a blister. The transducer can also be flushtransducer for fishery and mounted at the bottom of a drop keel. The transducer cable penetrates the research applications hull using a stuffing tube and a cable gland. • Nominal freqency is200 kHz Order information • Frequency range: 160 to260 kHz To order the ES200-7C or any of the optional items provided with it, • Beamwidth is 7° contact your local dealer. If you do not have a regular dealer, a list of all • Maximum input power is our distributors and dealers can be found on our website. Your dealer1000 W will also be able to help you with a detailed quotation including price • Physical dimensions: and delivery information. The transducer is available with two differentDiameter: 120 mm transducer cables. Height: 75 mm Transducer gasket and packing nut inserted • Order number: on the cable)KSV-203003 transducer with a 20 m open ended cable Optional items 428875 transducer with 5 m cable fitted with a SubConn connector Order these optional items from Kongsberg Maritime, or manu- Included in all deliveries: facture them yourself. These • Mounting hardware items are not part of the stand- • Documents ard delivery. • ES7-200879 Clamping ringThe shipment includes • ES7-204464 Mounting ring • Stuffing tube • 310640 Arctic tank • Cable gland (washers, rubber851.204465/GC ES200-7C Technical specifications The technical specifications 2 and requirements provided are those valid when operating at the nominal frequency with all 0 sectors excited simultaneously. Kongsberg Maritime is contin- -2 uously working to improve the quality and performance of our products. The technical specifi- -4 cations may be changed without prior notice and the specifications -6 refers to typical figures for the product. -8 Performance specifications • Nominal frequency: 200 kHz • Frequency range: 160-260 kHz-10 • Beamwidth: 7° 160 170 180 190 200 210 220 230 240 250 260 • Figure of merit: -5 dB Frequency [kHz] • Max. source level: 227 dB re µPaper V @ 1 m • Transmit sensitivity (Su): 185 dB 500 75re µPa per V @ 1 m • Receive sensitivity (Mt): -189 dB 450 60re 1 V per µPa @ 1 m 400 45 • Sidelobe level: -23 dB • Back radiation level: -40 dB 350 30 • Impedance (each sector): 75 Ω300 15 Power specifications 250 0 • Max. input power: 1000 W • Max. pulse length: 16 ms200 -15 • Max. duty cycle: 1 %150 -30 Weight and outline dimensions 100 -45 • Physical dimensions:50 -60 Diameter: 120 mm Height: 75 mm (body) 0 -75 Total height: 155 mm 160 170 180 190 200 210 220 230 240 250 260 Frequency [kHz] • WeightIn air: 5,0 kg (incl. 20 m cable) In air: 2,3 kg (incl. 5 m cable with 186 -177 SubConn) In water: 1,0 kg (ex. cable) • Cable length: 184 -18020 m and open-end termination 5 m and SubConn connector • Cable diameter: 12.4 mm / 9 mm182 -183 • Bending radius:Static: 100 mm (theoretical) Dynamic: 185 mm (theoretical) 180 -186 Environment requirements • Depth rating: 20 meters • Storage temperature: 178 -189Max.: +60°C Min.: -20°C • Operating temperature:176 -192 Max.: +40°C 160 170 180 190 200 210 220 230 240 250 260 Min.: -5°C Frequency [kHz] ]Bd[ )M + uS( tireM fo erugiF ]mho[ )¦Z¦( ecnadepmI ]V rep APµ1 er Bd[ )uS( ytivitisnes timsnarT ]V rep APµ1 er Bd[ )M( ytivitisnes evieceR Rules for transducer (CD017027-001) 0 handling To secure the long life and accu- -30 30 rate results, the transducer must -10 be handled correctly. A transducer must always be handled like a delicate item. -20 Wrongful actions may damage the transducer beyond repair. Observe these transducer -30 handling rules: • Do not activate the transducerwhen it is out of the water. • Do not handle the transducerroughly, avoid impacts. • Do not expose the transducer todirect sunlight or excessive heat. • Do not use high-pressure water,sandblasting, metal tools, or Beam pattern strong solvents to clean the E transducer face. E • Do not damage the outer protec-tive skin on the transducer face. • Do not lift the transducer by thecable. A • Do not step on the transducercable. • Do not damage the transducercable, avoid sharp objects. B (CD017010B) F Installation principle G • (A) Steel blister, must be manufactured by theshipyard • (B) Mounting ring, can be supplied byKongsberg Maritime • (C) Clamping ring, can be supplied byKongsberg Maritime C • (D) Guide to indicate “Forward”D • (E) Air outlet • (F) Forward • (G) Transducer cableConnections • Sector 1Black cable to terminal J White cable to terminal H • Sector 2Black cable to terminal F Green cable to terminal E • Sector 3Black cable to terminal D Yellow cable to terminal C • Sector 4Black cable to terminal B Connections to Amphenol (WBT/GPT) socket Blue cable to terminal A • Digital output: Red cable to termi- The transducer connects to terminals A through N on a circular 12-pin Amphenolnal L socket (part number 099-133981). This socket is used on the General Purpose • Digital ground: Black cable to Transceiver (GPT), and on some versions of the Wide Band Transceiver (WBT).terminal M • (A) Transducer seen from above - observe the sector locations relative to the • Digital screen: Screen to terminal forward direction!N and plug housing • (B) Sectors • (C) Terminals • (D) Transducer socket seen from the outsideB FORWARD 1 1 2 1 8 2 3 2 3 2 4 7 3 1 4 3 5 6 7 6 4 4 A 8 5 C (CD0808_003_006) Connections to MacArtney SubConn socket The transducer connects to terminals 1 through 8 on a circular 8-pin Sub Conn socket. This socket is used for some versions of the WideBand Transceivers (WBT), WBT Mini and WBT Tube. • (A) Transducer sean from above - observe the sector locations relative to theforward direction! • (B) Terminals • (C) Transducer socket seen from outsideSplit-beam transducer to single-beam output FORWARD 4 A B A N A split-beam transducer can be connected 2 3 3 DC CB M L to sockets A&B , C&D; E&F or J&H to enable the transducer to be used as a single-beam 1 4 2 E F D E JK F H transducer. H 1 J The cable screen must be connected to the L housing on the transducer plug and to terminal M N. N KONGSBERG MARITIME Switchboard: +47 815 73 700 SIMRAD Global support 24/7: +47 33 03 24 07 Strandpromenaden 50 E-mail sales: km.sales@km.kongsberg.com | The Simrad ES200-7C is a wide-band split-beam transducer designed for fishery and research applications. It features a beamwidth of 7 degrees at a nominal operational frequency of 200 kHz and is equipped with four separate sectors. Transducers manufactured in 2021 and onwards include a sensor to measure the sea temperature. This transducer is typically mounted flush with the hull plating or the bottom of a blister and comes with an installation flange. It can also be secured using a clamping ring to a mounting ring welded into the hull. Additionally, the transducer can be flush mounted at the bottom of a drop keel, with the cable penetrating the hull using a stuffing tube and a cable gland. | Key Features - Wide-band split-beam transducer for fishery and research applications - Nominal frequency is 200 kHz - Frequency range: 160 to 260 kHz - Beamwidth is 7° - Maximum input power is 1000 W - Physical dimensions: Diameter - 120 mm, Height - 75 mm - Order number: KSV-203003 transducer with a 20m open-ended cable, 428875 transducer with 5m cable fitted with a SubConn connector - Included in all deliveries: Mounting hardware, Documents, ES7-200879 Clamping ring, ES7-204464 Mounting ring, Stuffing tube, Cable gland | Technical Specifications Performance specifications - Nominal frequency: 200 kHz - Frequency range: 160-260 kHz - Beamwidth: 7° - Figure of merit: -5 dB - Max. source level: 227 dB re µPaper V @ 1 m - Transmit sensitivity (Su): 185 dB 500 75re µPa per V @ 1 m - Receive sensitivity (Mt): -189 dB 450 60re 1 V per µPa @ 1 m - Sidelobe level: -23 dB - Back radiation level: -40 dB - Impedance (each sector): 75 Ω Power specifications - Max. input power: 1000 W - Max. pulse length: 16 ms - Max. duty cycle: 1 % Weight and outline dimensions - Physical dimensions: Diameter - 120 mm, Height - 75 mm (body), Total height - 155 mm - Weight: In air: 5,0 kg (incl. 20 m cable), In air: 2,3 kg (incl. 5 m cable with SubConn), In water: 1,0 kg (ex. cable) - Cable length: 20 m and open-end termination, 5 m and SubConn connector - Cable diameter: 12.4 mm / 9 mm - Bending radius: Static: 100 mm (theoretical), Dynamic: 185 mm (theoretical) Environment requirements - Depth rating: 20 meters - Storage temperature: Max.: +60°C, Min.: -20°C - Operating temperature: Max.: +40°C, Min.: -5°C Rules for transducer handling To secure the long life and accurate results, the transducer must be handled correctly.
https://www.kongsberg.com/maritime/products/commercial-fisheries/td/200-khz/simrad-200-7f/ | Simrad 200-7F | https://www.kongsberg.com/globalassets/discovery/simrad/transducers/200-and-es200/164021_200-7f.pdf | TRANSDUCER Simrad 200-7F 200 kHz Single-beam transducer Introduction The 200-7F is a compact, single-beam transducer in a streamlined housing intended for hull mounting on smaller vessels. Order number KSV-065414 Technical specications Resonant frequency.......................................200 kHz Cable length.......................................................15 m Circular beamwidth......................................7 deg ±1 Weight without cable .......................................1.9 kg Directivity index............................................28.5 dB Storage temperature................................-20 to 70 °C Equivalent two-way beam angle...................-21.0 dB re 1 steradian Impedance: Nominal...................................................60 ohms Max. variation in ¦Z¦.........................45 - 80 ohms Max variation in phase angle...................±30 deg Transmitting response.............................180.0 dB ±2 re 1µPa per V Receiving sensitivity, open circuit...........-185 dB ±2 re 1V per µPa Electroacoustic efciency: Typical............................................................0.75 Minimum........................................................0.50 Maximum input power...................................1000 W Maximum duty cycle (at max power)..................0.02 Maximum installation depth..............................20 m )C.veR 120461-558( Data Installation Manufacturer: Simrad AS Strandpromenaden 50 P.O.Box 111 N-3191 Horten Telephone: +47 33 03 40 00 | Introduction The Simrad 200-7F is a compact, single-beam transducer designed for hull mounting on smaller vessels. It features a streamlined housing and operates at a resonant frequency of 200 kHz. The transducer is suitable for smaller vessels, offering reliable performance in a variety of conditions. The product is designed to provide accurate and efficient data for users who require precise depth and water column information. | 200 kHz Single-beam transducer Compact and streamlined design Suitable for hull mounting on smaller vessels Operates at a resonant frequency of 200 kHz Provides accurate and efficient data for depth and water column information | Category, Parameters, and Parameter Value Resonant frequency, 200 kHz Cable length, 15 m Circular beamwidth, 7 deg ±1 Weight without cable, 1.9 kg Directivity index, 28.5 dB Storage temperature, -20 to 70 °C Equivalent two-way beam angle, -21.0 dB re 1 steradian Impedance: Nominal, 60 ohms Max. variation in ¦Z¦, 45 - 80 ohms Max variation in phase angle, ±30 deg Transmitting response, 180.0 dB ±2 re 1µPa per V Receiving sensitivity, open circuit, -185 dB ±2 re 1V per µPa Electroacoustic efciency: Typical, 0.75 Minimum, 0.50 Maximum input power, 1000 W Maximum duty cycle (at max power), 0.02 Maximum installation depth, 20 m Manufacturer: Simrad AS Address: Strandpromenaden 50, P.O.Box 111, N-3191 Horten Telephone: +47 33 03 40 00
https://www.kongsberg.com/maritime/products/commercial-fisheries/td/200-khz/simrad-200-7g/ | Simrad 200-7G | https://www.kongsberg.com/globalassets/discovery/simrad/transducers/200-and-es200/164011_200-7g.pdf | Simrad 200-7G Transducer The 200-7G is a single-beam transducer in a small housing, intended for portable use and for level measurements inside tanks. Technical specifications Resonant frequency: .........................................................................200 kHz Beamwidth, circular: ............................................................................. 7 ±1° Directivity D: .................................................................................. 700 ±20% DI=10logD:.................................................................28.5 ±1 dB Equivalent two-way beam angle: y ................................................................................ 0.008 ±20% y.......................................................................... 10 log -21 ±1 dB Side lobes: ..........................................................................................< -15 dB Back radiation:...................................................................................< -30 dB Nominal impedance:....................................................................... 60 ohms maximum variation in ¦Z¦: ................................................ 45 - 80 ohms maximum variation in phase angle:................................................. ±30° Transmitting response:.........................................215 ±2 dB re 1µPa per A Receiving sensitivity, open circuit:....................-185 ±2 dB re 1V per µPa Electro-acoustic efficiency: ...........................................................0.70 ±0.20 Maximum pulse power input: ......................................................... 1000 W Maximum continuous power input:................................................... 20 W Maximum transducer depth: ................................................................20 m Maximum storage temperature:........................................................ +70°C Minimum storage temperature:.......................................................... -20°C Cable length............................................................................................ 15 m Cable diameter: ...................................................................................10 mm Weight without cable:..............................................................................2 kg Weight with cable: ...................................................................................4 kg (164011/A - CB065 - 7-10) Transducer reg. no. 312-073443. 20 0 210 -30 30 -10 10 -20 0 200 -30 -10 -40 190 -20 0 10 20 30 Conductance,mS Beam pattern Admittance Ø33.25 Brass BSPP1” threads Detachableprotective neoprenejacket PVC-housing Ø100 Ø106 Outline dimensions Note that specifications may be changed without prior notice. 05 5.29 )B837370/7464DC( Sm,ecnatpecsuS )4464DC( | The Simrad 200-7G is a single-beam transducer designed for portable use and for making level measurements inside tanks. It features a small housing and is suitable for such applications. The transducer offers a range of technical specifications, including resonant frequency, beamwidth, directivity, side lobes, maximum storage temperature, cable length, and more. Additionally, it is important to note that specifications may be subject to change without prior notice. | - Small housing - Portable use - Level measurements inside tanks - Range of technical specifications - Subject to specification changes without notice | Resonant frequency: 200 kHz Beamwidth, circular: 7 ±1° Directivity D: 700 ±20% DI=10logD: 28.5 ±1 dB Equivalent two-way beam angle: 0.008 ±20% Side lobes: < -15 dB Back radiation: < -30 dB Nominal impedance: 60 ohms Maximum variation in ¦Z¦: 45 - 80 ohms Maximum variation in phase angle: ±30° Transmitting response: 215 ±2 dB re 1µPa per A Receiving sensitivity, open circuit: -185 ±2 dB re 1V per µPa Electro-acoustic efficiency: 0.70 ±0.20 Maximum pulse power input: 1000 W Maximum continuous power input: 20 W Maximum transducer depth: 20 m Maximum storage temperature: +70°C Minimum storage temperature: -20°C Cable length: 15 m Cable diameter: 10 mm Weight without cable: 2 kg Weight with cable: 4 kg
https://www.kongsberg.com/maritime/products/commercial-fisheries/td/simrad-38khz-transducers/38_200_combi_c/ | Simrad 38/200 Combi C | https://www.simrad.online/td_038/38_200_combi_c/sales/38_200_combi_c_ds_en_a4.pdf | TRANSDUCER Simrad 38/200 Combi C 38/200 kHz Combi transducer Introduction The Simrad 38/200 Combi C transducer combines two transducers and one temperature sensor in a single housing. It is designed with a streamlined shape for hull mounting on small vessels. Order number KSV-202192 Common specifications Technical specifications 200 kHz Nominal impedance ..............................................75 ohms Resonant frequency ...............................................200 kHz Maximum pulse power input .................................1000 W Beamwidth longitudinal ............................................7 deg Maximum continous power input ..............................10 W Beamwidth transverse ...............................................7 deg Resistance NYC thermistor at 25° ......................10 kohm Directivity, DI=10logD ..........................................28.5 dB Maximum transducer depth .......................................20 m Side lobes .................................................less than -18 dB Cable length ...............................................................10 m Back radiation ..........................................less than -30 dB Cable diameter .......................................................6.3 mm Source level at 1000 W .............................227 dB re 1µPa Weight with cable ....................................................6.5 kg Transmitting response .....................178 dB re 1µPa per V Storage temperature .........................................-20 to 70°C Receiver sensitivity, open circuit ...-185 dB re 1V per µPa Electroacoustic efficiency ...........................................60% Technical specifications 38 kHz Resonant frequency .................................................38 kHz NOTE: The transducer cable must not be exposed to oil Beamwidth longitudinal ..........................................13 deg or other petroleum fluids. Beamwidth transverse .............................................21 deg Directivity, DI=10logD .............................................21 dB Side lobes .................................................less than -15 dB Back radiation ..........................................less than -25 dB Source level at 1000 W .............................219 dB re 1µPa Transmitting response .....................170 dB re 1µPa per V Receiver sensitivity, open circuit ...-178 dB re 1V per µPa Electroacoustic efficiency ...........................................50% www.simrad.com M A X I M I Z I N G Y O U R P E R F O R M A N C E AT S E A Beam patterns 0 0 0 -30 30 -30 30 -30 30 -10 -10 -10 -20 -20 -20 -30 -30 -30 -40 -40 -40 (CD17005B) 38kHztransverse 38kHzlongitudinal 200kHz Installation 403 Pin Colour Signal 310 1 Red 200kHz Transducercable 2 Black 200kHz 3 Blue 38kHz D A R 4 Screen M 138 (CD17005A) SI 5 White 38kHz 6 Green Thermistor 7 Yellow Thermistor 80.5 Forward ø14 0 5 6 9. 92 8 (CD17005C) ø28 (855-164053 / Rev.D / February 2005) SimradAS Strandpromenaden50 P.O.Box111 NO-3191Horten Norway | The Simrad 38/200 Combi C transducer combines two transducers and one temperature sensor in a single housing. It is designed with a streamlined shape for hull mounting on small vessels. The transducer is suitable for use in small vessels due to its compact design and multifunctional capabilities. The product's common specifications include a nominal impedance of 75 ohms, maximum pulse power input of 1000 W, resistance NYC thermistor at 25° of 10 kohm, cable length of 10 m, and a storage temperature ranging from -20 to 70°C. The technical specifications for the 200 kHz transducer include a resonant frequency of 200 kHz, beamwidth longitudinal of 7 deg, beamwidth transverse of 7 deg, directivity of 28.5 dB, and an electroacoustic efficiency of 60%. For the 38 kHz transducer, the technical specifications feature a resonant frequency of 38 kHz, beamwidth longitudinal of 13 deg, beamwidth transverse of 21 deg, directivity of 21 dB, and an electroacoustic efficiency of 50%. | - Combines two transducers and one temperature sensor - Streamlined shape for hull mounting - Suitable for small vessels - Nominal impedance: 75 ohms - Maximum pulse power input: 1000 W - Resistance NYC thermistor at 25°: 10 kohm - Cable length: 10 m - Storage temperature: -20 to 70°C - Electroacoustic efficiency: 60% (200 kHz), 50% (38 kHz) | Common specifications: Nominal impedance: 75 ohms, Maximum pulse power input: 1000 W, Resistance NYC thermistor at 25°: 10 kohm, Cable length: 10 m, Storage temperature: -20 to 70°C 200 kHz transducer: Resonant frequency: 200 kHz, Beamwidth longitudinal: 7 deg, Beamwidth transverse: 7 deg, Directivity: 28.5 dB, Electroacoustic efficiency: 60% 38 kHz transducer: Resonant frequency: 38 kHz, Beamwidth longitudinal: 13 deg, Beamwidth transverse: 21 deg, Directivity: 21 dB, Electroacoustic efficiency: 50%
https://www.kongsberg.com/maritime/products/commercial-fisheries/td/simrad-38khz-transducers/38_200_combi_d/ | Simrad 38/200 Combi D | https://www.simrad.online/td_038/38_200_combi_d/sales/38_200_combi_d_ds_en_a4.pdf | TRANSDUCER Simrad 38/200 D 38/200 kHz Combi-transducer Introduction The Combi 38/200 D combines two transducers and one temperature sensor in a single housing. It is designed with a streamlined shape for hull mounting on small vessels. Order number KSV-203004 Common specifications Nominal impedance......................................75 ohms Receiving sensitivity: Maximum pulse power input.........................1000 W Open circuit...........................-178 dB re 1V per µPa Maximum continous power input......................10 W Electroacoustic efficiency....................................0.50 Resistance NYC thermistor at 25° ..............10 kohm Maximum transducer depth...............................20 m Cable length.......................................................15 m Technical specifications 200 kHz Cable diameter.....................................10.6 ±0.5 mm Resonant frequency.......................................200 kHz Weight with cable................................................8 kg Beamwidth longitudinal.....................................7 deg Storage temperature.................................-20 to 70°C Beamwidth transverse........................................7 deg Directivity, DI=10logD..................................28.5 dB Technical specifications 38 kHz Side lobes..........................................less than -18 dB Resonant frequency.........................................38 kHz Back radiation...................................less than -30 dB Beamwidth longitudinal...................................13 deg Source level at 1000 W.....................227 dB re 1µPa Beamwidth transverse......................................21 deg Transmitting response..............178 dB re 1µPa per V Directivity, DI=10logD.....................................21 dB Receiving sensitivity: Side lobes..........................................less than -15 dB Open circuit...........................-185 dB re 1V per µPa Back radiation...................................less than -25 dB Electroacoustic efficiency....................................0.60 Source level at 1000 W.....................219 dB re 1µPa Transmitting response..............170 dB re 1µPa per V )E.veR 012461-558( Data Beam pattern 38 kHz Beam pattern 38 kHz Beam pattern 200 kHz longitudinal transverse Installation BK PAIR 1 38 kHz WH 8) 9 3 5 D BK (C PAIR 2 200 kHz WH BK PAIR 3 THERMISTOR WH Transducer cable BK PAIR 4 SPARE WH The pair number is printed on the black conductor. Manufacturer: SimradAS Strandpromenaden50 Boks111 3191Horten | The Combi 38/200 D combines two transducers and one temperature sensor in a single housing, designed with a streamlined shape for hull mounting on small vessels. It has a nominal impedance of 75 ohms, maximum pulse power input of 1000 W, and maximum continuous power input of 10 W. The transducer depth is 20 m, and the cable length is 15 m. With a weight of 8 kg, the transducer has a resonant frequency of 200 kHz and a beamwidth longitudinal of 7 deg. The storage temperature ranges from -20 to 70°C. For the 38 kHz transducer, the beamwidth longitudinal is 13 deg, and the beamwidth transverse is 21 deg, with side lobes less than -18 dB and back radiation less than -30 dB. The manufacturer is Simrad AS located at Strandpromenaden 50, Boks 111, 3191 Horten. | Key Features: - Combines two transducers and one temperature sensor - Streamlined shape for hull mounting on small vessels - Nominal impedance of 75 ohms - Maximum pulse power input of 1000 W - Maximum continuous power input of 10 W - Transducer depth of 20 m - Cable length of 15 m - Resonant frequency of 200 kHz - Beamwidth longitudinal of 7 deg | Technical Specifications: - Nominal impedance: 75 ohms - Maximum pulse power input: 1000 W - Maximum continuous power input: 10 W - Transducer depth: 20 m - Cable length: 15 m - Resonant frequency: 200 kHz - Beamwidth longitudinal: 7 deg - Storage temperature range: -20 to 70°C
https://www.kongsberg.com/maritime/products/commercial-fisheries/td/simrad-38khz-transducers/38_7/ | Simrad 38-7 | https://www.simrad.online/td_038/38_7/sales/38_7_ds_en_a4.pdf | TRANSDUCER Simrad 38-7 38 kHz Single-beam transducer Introduction The 38-7 is a large, single-beam transducer incor- porating 88 Tonpilz elements. It has a relatively narrow beam with substantial range capability. Order number KSV-082776 Technical specications Resonant frequency.........................................38 kHz Cable length.......................................................20 m Beamwidth, circular.....................................7 deg ±1 Cable diameter................................................11 mm Directivity index..........................................28 ±1 dB Weight without cable ........................................40 kg Equivalant two-way beam angle.............-20.5 ±1 dB Storage temperature................................-20 to 70 °C Side lobes..........................................less than -15 dB Back radiation...................................less than -35 dB Impedance: Nominal...................................................60 ohms Max. variation in ¦Z¦.........................45 - 80 ohms Max variation in phase angle.........................±30 deg Transmitting response.............................185.5 dB ±2 re 1µPa per V Receiving sensitivity, open circuit........-170.5 dB ±2 re 1V per µPa Electroacoustic efciency: Typical............................................................0.70 Minimum........................................................0.50 Maximum input power ..................................4000 W Maximum duty cycle at max. power....................1 % Maximum transducer depth...............................50 m )C.veR 710461-558( Data Installation Manufacturer: Simrad AS Strandpromenaden 50 P.O.Box 111 N-3191 Horten Telephone: +47 33 03 40 00 | The Simrad 38-7 is a large, single-beam transducer that incorporates 88 Tonpilz elements. It has a relatively narrow beam with substantial range capability. The order number for this transducer is KSV-082776. The 38-7 transducer has a resonant frequency of 38 kHz and a cable length of 20m. It features a circular beamwidth of 7 deg ±1, with a cable diameter of 11mm. The transducer has a directivity index of 28 ±1 dB, a weight without cable of 40 kg, and an equivalent two-way beam angle of -20.5 ±1 dB. It is designed to operate in a storage temperature range of -20 to 70°C and has side lobes of less than -15 dB. The back radiation is specified to be less than -35 dB, and the impedance has a nominal value of 60 ohms with a maximum variation in ¦Z¦ of 45 - 80 ohms and a maximum variation in phase angle of ±30 deg. The transmitting response is 185.5 dB ±2 re 1µPa per V, and the receiving sensitivity, open circuit is -170.5 dB ±2 re 1V per µPa. The electroacoustic efficiency is specified to be typical at 0.70, with a minimum of 0.50. It has a maximum input power of 4000W, maximum duty cycle at max. power of 1%, and a maximum transducer depth of 50m. The manufacturer of the Simrad 38-7 transducer is Simrad AS, located at Strandpromenaden 50, P.O.Box 111, N-3191 Horten. They can be contacted by telephone at +47 33 03 40 00. | Resonant frequency: 38 kHz Cable length: 20m Beamwidth, circular: 7 deg ±1 Cable diameter: 11mm Directivity index: 28 ±1 dB Weight without cable: 40 kg Equivalent two-way beam angle: -20.5 ±1 dB Storage temperature range: -20 to 70°C Side lobes: less than -15 dB Back radiation: less than -35 dB Impedance: Nominal 60 ohms, Max. variation in ¦Z¦ 45 - 80 ohms, Max variation in phase angle ±30 deg Transmitting response: 185.5 dB ±2 re 1µPa per V Receiving sensitivity, open circuit: -170.5 dB ±2 re 1V per µPa Electroacoustic efficiency: Typical 0.70, Minimum 0.50 Maximum input power: 4000W Maximum duty cycle at max. power: 1% Maximum transducer depth: 50m | Resonant frequency, 38 kHz Cable length, 20m Beamwidth, circular, 7 deg ±1 Cable diameter, 11mm Directivity index, 28 ±1 dB Weight without cable, 40 kg Equivalent two-way beam angle, -20.5 ±1 dB Storage temperature range, -20 to 70°C Side lobes, less than -15 dB Back radiation, less than -35 dB Impedance: Nominal 60 ohms, Max. variation in ¦Z¦ 45 - 80 ohms, Max variation in phase angle ±30 deg Transmitting response, 185.5 dB ±2 re 1µPa per V Receiving sensitivity, open circuit, -170.5 dB ±2 re 1V per µPa Electroacoustic efficiency: Typical 0.70, Minimum 0.50 Maximum input power, 4000W Maximum duty cycle at max. power, 1% Maximum transducer depth, 50m
https://www.kongsberg.com/maritime/products/commercial-fisheries/td/simrad-38khz-transducers/38_9/ | Simrad 38-9 | https://www.simrad.online/td_038/38_9/sales/38_9_ds_en_a4.pdf | Simrad 38-9 Single beam echo sounder transducer Introduction The Simrad 38-9 is a medium size, 38 kHz single beam echo sounder transducer. It incorporates 48 Tonpilz elements. The circular transducer body is easily mounted. Order number KSV-203635 Technical specifications • Resonant frequency: 38 kHz • -3 dB bandwidth: 7 kHz • Circular beamwidth: 9 deg • Directivity D: 400 • DI = 10 log D: 26 dB • Equivalent two-way beamangle Ψ: 0.016 • 10 log Ψ: -18 dB • Side lobes: Less than -18 dB • Back radiation: Less than -25 dB • Nominal impedance: 75 ohm • Max. variation in ¦Z¦: 60 to 95 ohm (CD017017A)0 • Max. variation inphase angle: ±30 deg -30 30 Susceptance,mS • Transmitting response: -10 5 (CD017017B)177 dB re 1μPa per V 38 • Receiving sensitivity, open -2035 40 0 circuit: -171 dB re 1V per μPa 43 • Electro-acoustic efficiency: 0.70-30 • Max. pulse power input: 1500 W-5 • Max. continuous input: 30 W-40 33kHz • Max. transducer depth: 100 m • Cable length: 20 m0 5 10 15 20 • Cable diameter: 11 mmConductance,mS • Weight: 18 kg • Storage temperature: -20° to 70°C Beam pattern Admittancewww.SIMRAD.com M A X I M I Z I N G Y O U R P E R F O R M A N C E AT S E A Simrad 38-9 Installation principle E B E (A) = Steel blister, must be D manufactured by the shipyard (B) = Mounting ring, can be supplied A by Simrad (C) = Bolt M10x100, maximum torque 31 Nm F (D) = Self-locking threads B I (E) = Air outlet (F) = Forward (G) = Transducer cable (H) = Transducer (I) = Water drainage G For more information regarding installation, refer to the Simrad 38-9 Installation manual. C H Outline dimensions All dimensions in mm ø310 ø340 ø150 ø12 150 100 ø18 ø336.5 (CD017015E) 855-164330 / Rev.B / August 2006 Simrad Horten AS Strandpromenaden50 Telephone:+4733034000 | The Simrad 38-9 is a medium size, 38 kHz single beam echo sounder transducer that incorporates 48 Tonpilz elements. It has a circular transducer body that is easily mounted. The order number for this transducer is KSV-203635. For more information regarding installation, refer to the Simrad 38-9 Installation manual. The installation principle involves components such as steel blister, mounting ring, bolt M10x100, self-locking threads, air outlet, transducer cable, transducer, and water drainage. The outline dimensions are as follows: ø310, ø340, ø150, ø12, 150, 100, and ø18. The storage temperature for this transducer is -20° to 70°C. For further details, visit www.SIMRAD.com. | • Resonant frequency: 38 kHz • -3 dB bandwidth: 7 kHz • Circular beamwidth: 9 deg • Directivity D: 400 • DI = 10 log D: 26 dB • Equivalent two-way beamangle Ψ: 0.016 • 10 log Ψ: -18 dB • Side lobes: Less than -18 dB • Back radiation: Less than -25 dB • Nominal impedance: 75 ohm • Max. variation in ¦Z¦: 60 to 95 ohm (CD017017A)0 • Max. variation in phase angle: ±30 deg -30 30 Susceptance, mS • Transmitting response: -10 5 (CD017017B)177 dB re 1μPa per V 38 • Receiving sensitivity, open -2035 40 0 circuit: -171 dB re 1V per μPa 43 • Electro-acoustic efficiency: 0.70-30 • Max. pulse power input: 1500 W-5 • Max. continuous input: 30 W-40 33kHz • Max. transducer depth: 100 m • Cable length: 20 m0 5 10 15 20 • Cable diameter: 11 mm Conductance, mS • Weight: 18 kg | The technical specifications for the Simrad 38-9 medium size single beam echo sounder transducer are as follows: - Resonant frequency: 38 kHz - -3 dB bandwidth: 7 kHz - Circular beamwidth: 9 deg - Directivity D: 400 - DI = 10 log D: 26 dB - Equivalent two-way beamangle Ψ: 0.016 - 10 log Ψ: -18 dB - Side lobes: Less than -18 dB - Back radiation: Less than -25 dB - Nominal impedance: 75 ohm - Max. variation in ¦Z¦: 60 to 95 ohm (CD017017A)0 - Max. variation in phase angle: ±30 deg -30 30 Susceptance, mS - Transmitting response: -10 5 (CD017017B)177 dB re 1μPa per V 38 - Receiving sensitivity, open -2035 40 0 circuit: -171 dB re 1V per μPa 43 - Electro-acoustic efficiency: 0.70-30 - Max. pulse power input: 1500 W-5 - Max. continuous input: 30 W-40 33kHz - Max. transducer depth: 100 m - Cable length: 20 m0 5 10 15 20 - Cable diameter: 11 mm Conductance, mS - Weight: 18 kg
https://www.kongsberg.com/maritime/products/commercial-fisheries/td/simrad-50khz-transducers/simrad-50200-combi-c/ | Simrad 50/200 Combi C | https://www.kongsberg.com/globalassets/discovery/simrad/transducers/50/164052_50-200_combi_c.pdf | TRANSDUCER Simrad 50/200 Combi C 50/200 kHz Combi transducer Introduction The Simrad 50/200 Combi C transducer combines two transducers and one temperature sensor in a single housing. It is designed with a streamlined shape for hull mounting on small vessels. Order number KSV-202193 Common specifications Technical specifications 200 kHz Nominal impedance ..............................................75 ohms Resonant frequency ...............................................200 kHz Maximum pulse power input .................................1000 W Beamwidth longitudinal ............................................7 deg Maximum continous power input ..............................10 W Beamwidth transverse ...............................................7 deg Resistance NYC thermistor at 25° ......................10 kohm Directivity, DI=10logD ..........................................28.5 dB Maximum transducer depth .......................................20 m Side lobes .................................................less than -18 dB Cable length ...............................................................10 m Back radiation ..........................................less than -30 dB Cable diameter .......................................................6.3 mm Source level at 1000 W .............................227 dB re 1µPa Weight with cable ....................................................6.5 kg Transmitting response .....................178 dB re 1µPa per V Storage temperature .........................................-20 to 70°C Receiving sensitivity: Open circuit ...................................-185 dB re 1V per µPa Technical specifications 50 kHz Electroacoustic efficiency ...........................................60% Resonant frequency .................................................50 kHz Beamwidth longitudinal ..........................................10 deg NOTE: The transducer cable must not be exposed to oil Beamwidth transverse .............................................16 deg or other petroleum fluids. Directivity, DI=10logD .............................................23 dB Side lobes .................................................less than -15 dB Back radiation ..........................................less than -25 dB Source level at 1000 W .............................221 dB re 1µPa Transmitting response .....................172 dB re 1µPa per V Receiving sensitivity: Open circuit ...................................-179 dB re 1V per µPa Electroacoustic efficiency ...........................................50% www.simrad.com M A X I M I Z I N G Y O U R P E R F O R M A N C E AT S E A Beam patterns 0 0 0 -30 30 -30 30 -30 30 -10 -10 -10 -20 -20 -20 -30 -30 -30 -40 -40 -40 (CD17006B) 50kHztransverse 50kHzlongitudinal 200kHz Installation 403 Pin Colour Signal 310 1 Red 50kHz Transducercable 2 Black 50kHz 3 Blue 200kHz D A MR 138 (CD17006C) 4 Screen SI 5 White 200kHz 6 Green Thermistor 7 Yellow Thermistor 80.5 Forward ø14 0 5 6 9. 92 8 (CD17006D) ø28 (855-164052 / Rev.D / February 2005) SimradAS Strandpromenaden50 P.O.Box111 NO-3191Horten | The Simrad 50/200 Combi C transducer combines two transducers and one temperature sensor in a single housing. It is designed with a streamlined shape for hull mounting on small vessels. The transducer is available with order number KSV-202193. It operates at 50/200 kHz and comes with various technical specifications for both frequencies. The transducer's cable must not be exposed to oil or other petroleum fluids. For more information, visit www.simrad.com. | - Combined 50/200 kHz transducer with temperature sensor - Streamlined shape for hull mounting - Order number: KSV-202193 - Operating frequencies: 50 kHz and 200 kHz - Cable must not be exposed to oil or petroleum fluids - For more information, visit www.simrad.com | - Nominal impedance: 75 ohms at 200 kHz - Resonant frequency: 200 kHz - Maximum pulse power input: 1000 W - Cable length: 10 m - Maximum transducer depth: 20 m - Storage temperature: -20 to 70°C - Electroacoustic efficiency: 60% at 50 kHz - Beam patterns available for 50kHz transverse, 50kHz longitudinal, and 200kHz - Pin colors for signal transmission
https://www.kongsberg.com/maritime/products/commercial-fisheries/td/simrad-50khz-transducers/50_200_combi_d/ | Simrad 50/200 Combi D | https://www.kongsberg.com/globalassets/discovery/simrad/transducers/50/164211_50-200_combi_d.pdf | TRANSDUCER Simrad 50/200 D 50/200 kHz Combi-transducer Introduction The Combi 50/200 D combines two transducers and one temperature sensor in a single housing. It is designed with a streamlined shape for hull mounting on small vessels. Order number KSV-203005 Common specications Nominal impedance......................................75 ohms Receiving sensitivity: Maximum pulse power input.........................1000 W Open circuit...........................-179 dB re 1V per µPa Maximum continous power input......................10 W Electroacoustic efciency....................................0.50 Resistance NYC thermistor at 25° ..............10 kohm Maximum transducer depth...............................20 m Cable length.......................................................15 m Technical specications 200 kHz Cable diameter.....................................10.6 ±0.5 mm Resonant frequency.......................................200 kHz Weight with cable................................................8 kg Beamwidth longitudinal.....................................7 deg Storage temperature.................................-20 to 70°C Beamwidth transverse........................................7 deg Directivity, DI=10logD..................................28.5 dB Technical specications 50 kHz Side lobes..........................................less than -18 dB Resonant frequency.........................................50 kHz Back radiation...................................less than -30 dB Beamwidth longitudinal...................................10 deg Source level at 1000 W.....................227 dB re 1µPa Beamwidth transverse......................................16 deg Transmitting response..............178 dB re 1µPa per V Directivity, DI=10logD.....................................23 dB Receiving sensitivity: Side lobes..........................................less than -15 dB Open circuit...........................-185 dB re 1V per µPa Back radiation...................................less than -25 dB Electroacoustic efciency....................................0.60 Source level at 1000 W.....................221 dB re 1µPa Transmitting response..............172 dB re 1µPa per V )D.veR 112461-558( Data Beam pattern 50 kHz longitudinal Beam pattern 200 kHz Beam pattern 50 kHz transverse Installation Manufacturer: Simrad AS Strandpromenaden 50 P.O.Box 111 N-3191 Horten Telephone: +47 33 03 40 00 | TRANSDUCER Simrad 50/200 D 50/200 kHz Combi-transducer Introduction The Combi 50/200 D combines two transducers and one temperature sensor in a single housing. It is designed with a streamlined shape for hull mounting on small vessels. Order number KSV-203005 Common specications Nominal impedance......................................75 ohms Receiving sensitivity: Maximum pulse power input.........................1000 W Open circuit...........................-179 dB re 1V per µPa Maximum continous power input......................10 W Electroacoustic efciency....................................0.50 Resistance NYC thermistor at 25° ..............10 kohm Maximum transducer depth...............................20 m Cable length.......................................................15 m Technical specications 200 kHz Cable diameter.....................................10.6 ±0.5 mm Resonant frequency.......................................200 kHz Weight with cable................................................8 kg Beamwidth longitudinal.....................................7 deg Storage temperature.................................-20 to 70°C Beamwidth transverse........................................7 deg Directivity, DI=10logD..................................28.5 dB Technical specications 50 kHz Side lobes..........................................less than -18 dB Resonant frequency.........................................50 kHz Back radiation...................................less than -30 dB Beamwidth longitudinal...................................10 deg Source level at 1000 W.....................227 dB re 1µPa Beamwidth transverse......................................16 deg Transmitting response..............178 dB re 1µPa per V Directivity, DI=10logD.....................................23 dB Receiving sensitivity: Side lobes..........................................less than -15 dB Open circuit...........................-185 dB re 1V per µPa Back radiation...................................less than -25 dB Electroacoustic efciency....................................0.60 Source level at 1000 W.....................221 dB re 1µPa Transmitting response..............172 dB re 1µPa per V )D.veR 112461-558( Data Beam pattern 50 kHz longitudinal Beam pattern 200 kHz Beam pattern 50 kHz transverse Installation Manufacturer: Simrad AS Strandpromenaden 50 P.O.Box 111 N-3191 Horten Telephone: +47 33 03 40 00 | Combined transducers and temperature sensor in single housing. Streamlined shape for hull mounting on small vessels. Nominal impedance of 75 ohms. Maximum pulse power input of 1000 W. Maximum continous power input of 10 W. Maximum transducer depth of 20 m. Cable length of 15 m. Resonant frequency of 200 kHz. Weight with cable of 8 kg. Directivity of 28.5 dB. Side lobes less than -18 dB. Back radiation less than -30 dB. | Nominal impedance, 75 ohms. Maximum pulse power input, 1000 W. Maximum continous power input, 10 W. Maximum transducer depth, 20 m. Cable length, 15 m. Resonant frequency, 200 kHz. Weight with cable, 8 kg. Directivity, 28.5 dB. Side lobes, less than -18 dB. Back radiation, less than -30 dB.
https://www.kongsberg.com/maritime/products/commercial-fisheries/td/simrad-50khz-transducers/simrad-50-18/ | Simrad 50-18 | https://www.kongsberg.com/globalassets/discovery/simrad/transducers/50/160965ab.pdf | TRANSDUCER Simrad 50-18 50 kHz Single-beam transducer Introduction The 50-18 is a small, single-beam transducer incorpo- rating seven Tonpilz elements in a polyurethane hous- ing. Its compact design requires little space and it is employed extensively with navigational echo sounders. A compatible steel tank and mounting ring are also available. Order number KSV-082606 Technical specications Resonant frequency.........................................50 kHz Maximum continous power input......................10 W Beamwidth, circular...................................18 deg ±3 Maximum transducer depth...............................10 m Directivity: Cable length.......................................................20 m D...........................................................100 ±20% Cable diameter.....................................10.9 ±0.4 mm DI=10logD.............................................20 ±1 dB Weight without cable ..........................................2 kg Side lobes..........................................less than -15 dB Weight with cable ............................................5.5 kg Back radiation...................................less than -25 dB Storage temperature................................-20 to 70 °C Impedance: Nominal...................................................60 ohms Max. variation in ¦Z¦.........................45 - 80 ohms Max variation in phase angle.........................±30 deg Transmitting response................................207 dB ±2 re 1µPa per A Receiving sensitivity, open circuit...........-181 dB ±2 re 1V per µPa Electroacoustic efciency.........................0.70 ±0.20 Maximum pulse power input...........................500 W )B.veR 569061-558( Data Installation Transducer tank Ø85 Supporting ring 8 3 7 7 (CD4524) Transducer Ø129 (CD4523) Bottom plate Mounting ring Manufacturer: Simrad AS Strandpromenaden 50 P.O.Box 111 N-3191 Horten Telephone: +47 33 03 40 00 | Introduction: The Simrad 50-18 is a small, single-beam transducer incorporating seven Tonpilz elements in a polyurethane housing. Its compact design requires little space, making it extensively used with navigational echo sounders. The transducer is accompanied by a compatible steel tank and mounting ring. Order number: KSV-082606. Manufacturer: Simrad AS, Strandpromenaden 50, P.O.Box 111, N-3191 Horten. Telephone: +47 33 03 40 00. | - 50 kHz Single-beam transducer - Compact design - Accompanied by a compatible steel tank and mounting ring | Resonant frequency: 50 kHz Maximum continous power input: 10 W Beamwidth, circular: 18 deg ±3 Maximum transducer depth: 10 m Cable length: 20 m Cable diameter: 10.9 ±0.4 mm Weight without cable: 2 kg Weight with cable: 5.5 kg Storage temperature: -20 to 70 °C Impedance - Nominal: 60 ohms Max. variation in ¦Z¦: 45 - 80 ohms Max variation in phase angle: ±30 deg Transmitting response: 207 dB ±2 re 1µPa per A Receiving sensitivity, open circuit: -181 dB ±2 re 1V per µPa Electroacoustic efficiency: 0.70 ±0.20 Maximum pulse power input: 500 W
https://www.kongsberg.com/maritime/products/commercial-fisheries/td/simrad-50khz-transducers/simrad-50-18por/ | Simrad 50-18POR | https://www.kongsberg.com/globalassets/discovery/simrad/transducers/50/160964_50-18por.pdf | TRANSDUCER Simrad 50-18POR 50 kHz Single-beam transducer Introduction The 50-18POR is a portable, single-beam transducer incased in a compact, cylindrical housing with an integrated threaded stud for convenient mounting on a rod or similar apparatus. Order number KSV-088073 Technical specications Resonant frequency.........................................50 kHz Cable length.......................................................15 m Beamwidth, circular...................................18 deg ±3 Cable diameter...............................................9.5 mm Directivity: Weight without cable ..........................................2 kg D...........................................................100 ±20% Weight with cable ............................................4.5 kg DI=10logD.............................................20 ±1 dB Storage temperature................................-20 to 70 °C Side lobes..........................................less than -15 dB Back radiation...................................less than -25 dB Impedance: Nominal...................................................60 ohms Max. variation in ¦Z¦.........................45 - 80 ohms Max variation in phase angle.........................±30 deg Transmitting response................................207 dB ±2 re 1µPa per A Receiving sensitivity, open circuit...........-181 dB ±2 re 1V per µPa Electroacoustic efciency.........................0.70 ±0.20 Maximum pulse power input...........................500 W Maximum continous power input......................10 W Maximum transducer depth...............................10 m )B.veR 469061-558( Data Installation ø65 BSPP1" threads 0 5 3 3 5 1 1 3 7 9 ø120 ø129 Manufacturer: Simrad AS Strandpromenaden 50 P.O.Box 111 N-3191 Horten Telephone: +47 33 03 40 00 )5254DC( | The 50-18POR is a portable, single-beam transducer encased in a compact, cylindrical housing with an integrated threaded stud for convenient mounting on a rod or similar apparatus. It has a resonant frequency of 50 kHz and a cable length of 15 m. The transducer features a circular beamwidth of 18 deg ±3 and a cable diameter of 9.5 mm. With a weight without cable of 2 kg and a weight with cable of 4.5 kg, it offers a storage temperature range of -20 to 70 °C. The transducer also exhibits side lobes less than -15 dB, back radiation less than -25 dB, and has a maximum transducer depth of 10 m. The transmitting response is 207 dB ±2 re 1µPa per A, and the receiving sensitivity in open circuit is -181 dB ±2 re 1V per µPa. Additionally, it has an electroacoustic efficiency of 0.70 ±0.20, maximum pulse power input of 500 W, and maximum continuous power input of 10 W. | - Portable, single-beam transducer - Compact, cylindrical housing - Resonant frequency of 50 kHz - Cable length of 15 m - Circular beamwidth of 18 deg ±3 - Cable diameter of 9.5 mm - Weight without cable of 2 kg - Weight with cable of 4.5 kg - Side lobes less than -15 dB - Back radiation less than -25 dB - Maximum transducer depth of 10 m - Transmitting response of 207 dB ±2 re 1µPa per A - Receiving sensitivity in open circuit is -181 dB ±2 re 1V per µPa - Electroacoustic efficiency of 0.70 ±0.20 - Maximum pulse power input of 500 W - Maximum continuous power input of 10 W | Category: Transducer - Resonant frequency: 50 kHz - Cable length: 15 m - Beamwidth, circular: 18 deg ±3 - Cable diameter: 9.5 mm - Weight without cable: 2 kg - Weight with cable: 4.5 kg - Side lobes: less than -15 dB - Back radiation: less than -25 dB - Maximum transducer depth: 10 m - Transmitting response: 207 dB ±2 re 1µPa per A - Receiving sensitivity, open circuit: -181 dB ±2 re 1V per µPa - Electroacoustic efficiency: 0.70 ±0.20 - Maximum pulse power input: 500 W - Maximum continuous power input: 10 W
https://www.kongsberg.com/maritime/products/commercial-fisheries/td/simrad-50khz-transducers/simrad-50-7/ | Simrad 50-7 | https://www.kongsberg.com/globalassets/discovery/simrad/transducers/50/164331ab_50-7_product_specification_english.pdf | Simrad 50-7 Single beam echo sounder transducer Introduction The Simrad 50-7 is a medium size, 50 kHz single beam echo sounder transducer. It incorporates 48 Tonpilz elements. The circular transducer body is easily mounted. Order number KSV-203665 Technical specifications • Resonant frequency: 50 kHz • -3 dB bandwidth: 10 kHz • Circular beamwidth: 7 deg • Directivity D: 650 • DI = 10 log D: 28 dB • Equivalent two-way beamangle Ψ: 0.009 • 10 log Ψ: -20.5 dB • Side lobes: Less than -16 dB • Back radiation: Less than -30 dB • Nominal impedance: 75 ohm • Max. variation in ¦Z¦: 60 to 95 ohm(CD017016A) 0 • Max. variation inphase angle: ±30 deg -30 30 • Transmitting response: mS-10 177.5 dB re 1μPa per V (CD017016B) 10 • Receiving sensitivity, open-20 circuit: -173 dB re 1V per μPa • Electro-acoustic efficiency: 0.50 55 • Max. pulse power input: 2000 W -30 0 • Max. continuous input: 30 W • Max. transducer depth: 20 m -40 45 55 • Cable length: 20 m-10 • Cable diameter: 11 mm 0 10 20 30 • Weight: 18 kg mS • Storage temperature: -20° to 70°C Beam pattern Admittancewww.SIMRAD.com M A X I M I Z I N G Y O U R P E R F O R M A N C E AT S E A Simrad 50-7 Installation principle E B E (A) = Steel blister, must be D manufactured by the shipyard (B) = Mounting ring, can be supplied A by Simrad (C) = Bolt M10x100, maximum torque 31 Nm F (D) = Self-locking threads B I (E) = Air outlet (F) = Forward (G) = Transducer cable (H) = Transducer (I) = Water drainage G For more information regarding installation, refer to the Simrad 50-7 Installation manual. C H Outline dimensions All dimensions in mm ø310 ø340 ø150 ø12 150 100 ø18 ø336.5 (CD017015E) 855-164331 / Rev.B / August 2006 Simrad Horten AS Strandpromenaden50 Telephone:+4733034000 | The Simrad 50-7 is a medium size, 50 kHz single beam echo sounder transducer, incorporating 48 Tonpilz elements and featuring a circular transducer body that is easily mounted. The order number for this product is KSV-203665. For installation, it is recommended to follow the Simrad 50-7 Installation manual to ensure proper setup and functionality. Additionally, the outline dimensions of the transducer are provided for reference. For technical specifications, the resonant frequency is 50 kHz with a -3 dB bandwidth of 10 kHz and a circular beamwidth of 7 degrees. The directivity D is 650 with DI = 10 log D at 28 dB. The equivalent two-way beamangle Ψ is 0.009 with 10 log Ψ at -20.5 dB. The transducer has a nominal impedance of 75 ohms, with a maximum variation in ¦Z¦ of 60 to 95 ohms and a max. variation in phase angle of ±30 degrees. It has a transmitting response of mS-10 at 177.5 dB re 1μPa per V and a receiving sensitivity, open-circuit at -173 dB re 1V per μPa. The electro-acoustic efficiency is 0.50. The max. pulse power input is 2000 W, and the max. continuous input is 30 W. The maximum transducer depth is 20 m, and it comes with a 20 m long, 11 mm diameter cable. The weight of the transducer is 18 kg, and it has a storage temperature range of -20° to 70°C. | Key Features: - Medium size, 50 kHz single beam echo sounder transducer - Incorporates 48 Tonpilz elements - Circular transducer body for easy mounting - Order number: KSV-203665 | Technical Specifications: - Resonant frequency: 50 kHz - -3 dB bandwidth: 10 kHz - Circular beamwidth: 7 deg - Directivity D: 650 - DI = 10 log D: 28 dB - Equivalent two-way beamangle Ψ: 0.009 - 10 log Ψ: -20.5 dB - Nominal impedance: 75 ohm - Max. variation in ¦Z¦: 60 to 95 ohm - Max. variation in phase angle: ±30 deg - Transmitting response: mS-10 at 177.5 dB re 1μPa per V - Receiving sensitivity, open-circuit: -173 dB re 1V per μPa - Electro-acoustic efficiency: 0.50 - Max. pulse power input: 2000 W - Max. continuous input: 30 W - Max. transducer depth: 20 m - Cable length: 20 m - Cable diameter: 11 mm - Weight: 18 kg - Storage temperature: -20° to 70°C
https://www.kongsberg.com/maritime/products/commercial-fisheries/td/simrad-38khz-transducers/c-all/ | Simrad C-All | https://www.simrad.online/c-all/sales/c_all_ds_en_a4.pdf | Background photo by Sitas Baisch (Unsplash) SIMRAD C-ALL: KEY FEATURES Echo sounder transducer • “All in one” • Compact, fits on all types with four frequenciesof fishing vessels • Easy to install • Four operating frequen-cies in one single body: The Simrad C-All is a single beam transducer designed for fish finding - 38 kHz applications. The transducer body includes four different transducer elements - 70 kHz - 120 kHz providing four operational frequencies: 38, 70, 120 and 200 kHz. - 200 kHz • Perfect fit for Simrad Order information, end user documentation and installationES80 echo sounder with drawings Wide Beam Transceiver (WBT) See https://www.kongsberg.com/c-all 479238 / Rev.B / April 2022 SIMRAD C-ALL Technical specifications Long-awaited solution The technical specifications and requirements It is a well-established fact that the echo sounder operating provided are those valid when operating at the nominal frequency is important for good results. This is because the frequencies. echo strength of different fish species varies with frequency. Some fish species are easier to find with a high frequency Kongsberg Maritime are continuously working to than a low one, and vice versa. This is also important if you improve the quality and performance of our products. are going to find smaller species, such as shrimp or krill. The technical specifications may be changed without prior notice and the specifications refers to typical At the same time, lower frequencies generally have longer figures for the product. range. A low frequency allows you to find both fish and the bottom when working in deep water. For these reasons, Performance specifications many echo sounder systems are equipped with more than • Nominal frequencies: 38, 70, 120 and 200 kHz one transducer. Some people prefer two transducers towork with two different frequencies, others want more. • Bandwidth:This increases the price of the echo sounder, and entails - 38 kHz : 35 to 42 kHz increased installation costs. - 70 kHz : 60 to 80 khz - 120 kHz : 100 to 140 kHz The C-All transducer is a long-awaited solution for many - 200 kHz : 180 to 220 kHz users. With four different operating frequencies in a single • Beamwidth: 18° (each element) transducer body, you get a complete frequency range. Thetransducer is also specially adapted to our Wide Band • Depth rating: 60 mTransceiver (WBT). This means that you – with only a few • Sidelobe level: -17 dBmain parts - can assemble a professional single-beam echo • Impedance: 75 Ω (each element)sounder suitable for all types of fishing. Power specifications • Max. input power:- 500 W (38 kHz) - 250 W (other frequencies) • Maximum pulse length: 4 ms • Maximum duty cycle: 1 %Weight and outline dimensions • Physical dimensions:- Diameter: 300 mm - Height: 116 mm (body) - Total height: 198 mm • Weight- In air: 9,1 kg - In air: 12,2 kg (with cable) - In water: 1,0 kg • Cable length: 20 m • Cable diameter: 12.4±0.5 mm • Bending radius:- Static: 100 mm (theoretical) - Dynamic: 185 mm (theoretical) Environment requirements • Storage temperature:Max.: +60°C Min.: -20°C • Operating temperature:Max.: +40°C Min.: -5°C 2 Simrad C-All (cid:38)(cid:68)(cid:69)(cid:79)(cid:72)(cid:79)(cid:68)(cid:92)(cid:82)(cid:88)(cid:87)(cid:68)(cid:81)(cid:71)(cid:76)(cid:81)(cid:87)(cid:72)(cid:85)(cid:70)(cid:82)(cid:81)(cid:81)(cid:72)(cid:70)(cid:87)(cid:76)(cid:82)(cid:81)(cid:86) (cid:38)(cid:82)(cid:81)(cid:81)(cid:72)(cid:70)(cid:87)(cid:76)(cid:81)(cid:74) (cid:87)(cid:82) (cid:68) (cid:20)(cid:21)(cid:16)(cid:83)(cid:76)(cid:81) (cid:36)(cid:80)(cid:83)(cid:75)(cid:72)(cid:81)(cid:82)(cid:79) (cid:86)(cid:82)(cid:70)(cid:78)(cid:72)(cid:87) Installation W(cid:55)i(cid:75)r(cid:72)in(cid:87)(cid:85)(cid:68)g(cid:81)(cid:86)(cid:71)(cid:88)(cid:70)(cid:72)(cid:85)(cid:76)(cid:86)(cid:70)(cid:82)(cid:81)(cid:81)(cid:72)(cid:70)(cid:87)(cid:72)(cid:71)(cid:87)(cid:82)(cid:87)(cid:72)(cid:85)(cid:80)(cid:76)(cid:81)(cid:68)(cid:79)(cid:86)(cid:36)(cid:87)(cid:75)(cid:85)(cid:82)(cid:88)(cid:74)(cid:75)(cid:49)(cid:82)(cid:81)(cid:68)(cid:70)(cid:76)(cid:85)(cid:70)(cid:88)(cid:79)(cid:68)(cid:85)(cid:20)(cid:21)(cid:16)(cid:83)(cid:76)(cid:81)(cid:36)(cid:80)(cid:83)(cid:75)(cid:72)(cid:81)(cid:82)(cid:79)(cid:86)(cid:82)(cid:70)(cid:78)(cid:72)(cid:87) (cid:11)(cid:55)(cid:92)(cid:83)(cid:72)(cid:28)(cid:26)(cid:16)(cid:20)(cid:21)(cid:16)(cid:20)(cid:28)(cid:54)(cid:12)(cid:17)(cid:55)(cid:75)(cid:76)(cid:86)(cid:86)(cid:82)(cid:70)(cid:78)(cid:72)(cid:87)(cid:76)(cid:86)(cid:88)(cid:86)(cid:72)(cid:71)(cid:82)(cid:81)(cid:87)(cid:75)(cid:72)(cid:42)(cid:72)(cid:81)(cid:72)(cid:85)(cid:68)(cid:79)(cid:51)(cid:88)(cid:85)(cid:83)(cid:82)(cid:86)(cid:72)(cid:55)(cid:85)(cid:68)(cid:81)(cid:86)(cid:70)(cid:72)(cid:76)(cid:89)(cid:72)(cid:85)(cid:11)(cid:42)(cid:51)(cid:55)(cid:12)(cid:15)(cid:68)(cid:81)(cid:71)(cid:82)(cid:81) (cid:86)(cid:72)(cid:89)(cid:72)(cid:85)(cid:68)(cid:79)(cid:89)(cid:72)(cid:85)(cid:86)(cid:76)(cid:82)(cid:81)(cid:86)(cid:82)(cid:73)(cid:87)(cid:75)(cid:72)(cid:58)(cid:76)(cid:71)(cid:72)(cid:37)(cid:68)(cid:81)(cid:71)(cid:55)(cid:85)(cid:68)(cid:81)(cid:86)(cid:70)(cid:72)(cid:76)(cid:89)(cid:72)(cid:85)(cid:11)(cid:58)(cid:37)(cid:55)(cid:12)(cid:17) The transducer is normally mounted flush with the hull plating or the bottom of a blister. It is provided with an installation flange, and by means Forward of a clamping ring it is secured to a mounting ring welded into the hull plating or the bottom of a blister. Guide cam R5 The transducer can also be flush R1 mounted at the bottom of a drop keel. (cid:54)(cid:72)(cid:70)(cid:87)(cid:82)(cid:85) (cid:41)(cid:85)(cid:72)(cid:84)(cid:88)(cid:72)(cid:81)(cid:70)(cid:92) (cid:38)(cid:68)(cid:69)(cid:79)(cid:72)(cid:70)(cid:82)(cid:79)(cid:82)(cid:88)(cid:85)(cid:86) (cid:55)(cid:72)(cid:85)(cid:80)(cid:76)(cid:81)(cid:68)(cid:79)(cid:82)(cid:81) (cid:55)(cid:85)(cid:68)(cid:81)(cid:86)(cid:70)(cid:72)(cid:76)(cid:89)(cid:72)(cid:85) (cid:86)(cid:82)(cid:70)(cid:78)(cid:72)(cid:87) (cid:70)(cid:75)(cid:68)(cid:81)(cid:81)(cid:72)(cid:79) ø275 The transducer cable penetrates (cid:20) (cid:22)(cid:27)(cid:78)(cid:43)(cid:93) (cid:58)(cid:75)(cid:76)(cid:87)(cid:72) (cid:43) (cid:20) the hull using a cable gland which (cid:37)(cid:79)(cid:68)(cid:70)(cid:78) (cid:45) (cid:21) (cid:26)(cid:19)(cid:78)(cid:43)(cid:93)ø130 (cid:60)(cid:72)(cid:79)(cid:79)(cid:82)(cid:90) (cid:40) (cid:21) consists of bushing, washer, rubber (cid:37)(cid:79)(cid:68)(cid:70)(cid:78) (cid:41) gasket and packing nipple. (cid:22) (cid:20)(cid:21)(cid:19)(cid:78)(cid:43)(cid:93) (cid:42)(cid:85)(cid:72)(cid:72)(cid:81) (cid:38) (cid:22) (cid:37)(cid:79)(cid:68)(cid:70)(cid:78) (cid:39) (cid:23) (cid:21)(cid:19)(cid:19)(cid:78)(cid:43)(cid:93) (cid:37)(cid:79)(cid:88)(cid:72) (cid:36) (cid:23) (cid:37)(cid:79)(cid:68)(cid:70)(cid:78) (cid:37) (cid:39)(cid:76)(cid:74)(cid:76)(cid:87)(cid:68)(cid:79)(cid:82)(cid:88)(cid:87)(cid:83)(cid:88)(cid:87) (cid:53)(cid:72)(cid:71) (cid:47) (cid:39)(cid:76)(cid:74)(cid:76)(cid:87)(cid:68)(cid:79)(cid:74)(cid:85)(cid:82)(cid:88)(cid:81)(cid:71) (cid:37)(cid:79)(cid:68)(cid:70)(cid:78) (cid:48) FWD (cid:38)(cid:68)(cid:69)(cid:79)(cid:72)(cid:86)(cid:70)(cid:85)(cid:72)(cid:72)(cid:81) (cid:54)(cid:70)(cid:85)(cid:72)(cid:72)(cid:81) (cid:49) (cid:55)(cid:75)(cid:72)(cid:70)(cid:68)(cid:69)(cid:79)(cid:72)(cid:86)(cid:70)(cid:85)(cid:72)(cid:72)(cid:81)(cid:80)(cid:88)(cid:86)(cid:87)(cid:69)(cid:72)(cid:70)(cid:82)(cid:81)(cid:81)(cid:72)(cid:70)(cid:87)(cid:72)(cid:71)(cid:87)(cid:82)(cid:87)(cid:75)(cid:72)(cid:75)(cid:82)(cid:88)(cid:86)(cid:76)(cid:81)(cid:74)(cid:82)(cid:81)(cid:87)(cid:75)(cid:72)(cid:87)(cid:85)(cid:68)(cid:81)(cid:86)(cid:71)(cid:88)(cid:70)(cid:72)(cid:85)(cid:83)(cid:79)(cid:88)(cid:74)(cid:17) M8 (cid:49)(cid:82)(cid:87)(cid:72) Threaded depth: 12 mm Outline dimensions (cid:55)(cid:75)(cid:72)(cid:69)(cid:79)(cid:68)(cid:70)(cid:78)(cid:90)(cid:76)(cid:85)(cid:72)(cid:86)(cid:76)(cid:81)(cid:87)(cid:75)(cid:72)(cid:87)(cid:85)(cid:68)(cid:81)(cid:86)(cid:71)(cid:88)(cid:70)(cid:72)(cid:85)(cid:70)(cid:68)(cid:69)(cid:79)(cid:72)(cid:68)(cid:85)(cid:72)(cid:81)(cid:82)(cid:87)(cid:73)(cid:82)(cid:85)(cid:74)(cid:85)(cid:82)(cid:88)(cid:81)(cid:71)(cid:76)(cid:81)(cid:74)(cid:17)(cid:60)(cid:82)(cid:88)(cid:80)(cid:88)(cid:86)(cid:87)(cid:81)(cid:72)(cid:89)(cid:72)(cid:85)(cid:70)(cid:82)(cid:81)(cid:81)(cid:72)(cid:70)(cid:87)(cid:87)(cid:75)(cid:72)(cid:86)(cid:72) (cid:87)(cid:82)(cid:74)(cid:72)(cid:87)(cid:75)(cid:72)(cid:85)(cid:17)(cid:60)(cid:82)(cid:88)(cid:80)(cid:88)(cid:86)(cid:87)(cid:81)(cid:72)(cid:89)(cid:72)(cid:85)(cid:70)(cid:82)(cid:81)(cid:81)(cid:72)(cid:70)(cid:87)(cid:68)(cid:81)(cid:92)(cid:82)(cid:73)(cid:87)(cid:75)(cid:72)(cid:80)(cid:87)(cid:82)(cid:89)(cid:72)(cid:86)(cid:86)(cid:72)(cid:79)(cid:74)(cid:85)(cid:82)(cid:88)(cid:81)(cid:71)(cid:17) (cid:58)(cid:72)(cid:86)(cid:87)(cid:85)(cid:82)(cid:81)(cid:74)(cid:79)(cid:92)(cid:85)(cid:72)(cid:70)(cid:82)(cid:80)(cid:80)(cid:72)(cid:81)(cid:71)(cid:87)(cid:75)(cid:68)(cid:87)(cid:92)(cid:82)(cid:88)(cid:76)(cid:81)(cid:86)(cid:87)(cid:68)(cid:79)(cid:79)(cid:87)(cid:75)(cid:72)(cid:87)(cid:85)(cid:68)(cid:81)(cid:86)(cid:71)(cid:88)(cid:70)(cid:72)(cid:85)(cid:70)(cid:68)(cid:69)(cid:79)(cid:72)(cid:76)(cid:81)(cid:68)(cid:86)(cid:87)(cid:72)(cid:72)(cid:79)(cid:70)(cid:82)(cid:81)(cid:71)(cid:88)(cid:76)(cid:87)(cid:17) ø12.4 ø24 (cid:23)(cid:26)(cid:28)F (cid:21)(cid:22)o (cid:28)r (cid:18)w (cid:36)ard 80 (cid:26)(cid:24) ø300 Guide cam R5 116 R1 15 ø275 ø130 FWD M8 Threaded depth: 12 mm ø12.4 ø24 80 ø300 116 Simrad C-All 3 15 Rules for transducer handling To secure the long life and accurate results, the transducer must be handled correctly. • A transducer must always be handled as a delicate item. Wrongful actionsmay damage the transducer beyond repair. Observe these transducer hand- ling rules: • Do not activate the transducer when it is out of the water. • Do not handle the transducer roughly, avoid impacts. • Do not expose the transducer to direct sunlight or excessive heat. • Do not use high-pressure water, sandblasting, metal tools, or strong solventsto clean the transducer face. • Do not damage the outer protective skin on the transducer face. • Do not lift the transducer by the cable. • Do not step on the transducer cable. • Do not damage the transducer cable, avoid sharp objects. | The SIMRAD C-ALL is a revolutionary echo sounder transducer that offers various key features and technical specifications. It is a single beam transducer with four different transducer elements, providing four operational frequencies: 38, 70, 120, and 200 kHz. This transducer is designed for fish finding applications, making it a perfect fit for all types of fishing vessels. The C-ALL transducer is a long-awaited solution for many users that offers a complete frequency range within a single transducer body. Along with the key features, the technical specifications of the SIMRAD C-ALL ensure its efficient performance in different environments and operational conditions. | The key features of the SIMRAD C-ALL echo sounder transducer include: - All in one design - Compact size that fits all types of fishing vessels - Easy installation - Four operating frequencies (38, 70, 120, and 200 kHz) in a single body - Perfect fit for Simrad ES80 echo sounder with drawings Wide Beam Transceiver (WBT) | The technical specifications of the SIMRAD C-ALL echo sounder transducer are as follows: - Nominal frequencies: 38, 70, 120, and 200 kHz - Bandwidth: 38 kHz: 35 to 42 kHz, 70 kHz: 60 to 80 kHz, 120 kHz: 100 to 140 kHz, 200 kHz: 180 to 220 kHz - Beamwidth: 18° (each element) - Depth rating: 60 m - Sidelobe level: -17 dB - Impedance: 75 Ω (each element) - Max. input power: 500 W (38 kHz), 250 W (other frequencies) - Maximum pulse length: 4 ms - Maximum duty cycle: 1 % - Physical dimensions: Diameter: 300 mm, Height: 116 mm (body), Total height: 198 mm - Weight: In air: 9.1 kg, In water: 1.0 kg, Cable length: 20 m, Cable diameter: 12.4±0.5 mm, Bending radius: Static: 100 mm (theoretical), Dynamic: 185 mm (theoretical) - Environment requirements: Storage temperature: Max.: +60°C, Min.: -20°C, Operating temperature: Max.: +40°C, Min.: -5°C
https://www.kongsberg.com/maritime/products/ocean-science/ocean-science/es_scientific/adcp/ec150-3c/ | Simrad EC150-3C (ADCP) | https://www.simrad.online/ek80/sales/ek80_adcp_ds_en_a4.pdf | Simrad EK80 Combining a scientific echo sounder with ADCP State of the art current velocity and backscatter measurements Easy synchronization Wideband capability Built-in sphere calibration Auxiliary sensor data are integrated in the data files User friendly and flexible user interface Low installation costs www.simrad.com T E C H N O L O G Y F O R S U S T A I N A B L E F I S H E R I E S Simrad EK80 The Simrad EK80 once again confirms its position as the leading scientific instrument for measurements of aquatic ecosystems. With the EC150-3C transducer, the EK80 repeats its performance as an innovative acoustic system. It combines the absolute backscatter measurements from the split-beam echo sounder with physical oceanographic measurements from the acoustic doppler current profiler (ADCP) beams. And it all happens in one single instrument. The common phrase “two-in- EC150-3C transducer. The EC150-3C one” can easily describe the new is a phased array transducer with the Key functionality functionality available for the EK80. advanced transceiver circuitry inside. • State of the art current velocity The common EK80 user interface is and backscatter measurements With the EC150-3C transducer the used for operational control. • Easy synchronization of ADCP EK80 offers a dedicated calibrated You can use the EK80 and the and scientific echo sounder wideband split-beam echo sounder EC150-3C transducer as a “stand- • Wideband capability with a 3 degrees beam opening alone” system. You can also add • Built-in sphere calibration of angle. The narrow beam effectively the EC150-3C to an existing EK80 echo sounder increases the ability to resolve single system by simply connecting the • Auxiliary sensor data are targets within the beam. The system additional units to your Ethernet integrated in the data files, characterizes and quantifies objects switch. such as heave, pitch, roll, GPS in the water column and bottom information, sound speed and backscatter using wideband and To use the EC150-3C you need temperature split-beam algorithms. The absolute EK80 software version 1.13.0 or later. • User friendly and flexible user backscatter measurements are used as interface foundations for science and resource The EC150-3C is provided with • Low installation costs management. The echo sounder a dedicated power supply to feed by reducing the system transducer is calibrated with a sphere the built-in electronic circuitry. The complexity using the built-in EK80 functionality. transducer is easily installed using In addition to the backscatter mounting- and clamping rings. measurements, the EK80 The open-ended cable between the offers accurate current velocity transducer and the power supply is measurements. The speed and provided with the delivery. direction of the currents throughout the water column are measured, and presented as a function of the depth. This offers a valuable tool for understanding how organisms, nutrients and other biological and chemical constituents are transported through the ocean. The information can also help understand how climate changes have an effect on how the warm water is transported through the oceans. Physical current measurements can also improve models for how the sea currents behave. This improves various forms of ocean and meteorological forecasts. The acoustic doppler current profiler (ADCP) and narrow split- beam functionality offered by the Simrad EK80 is based on the Simrad EK80 System diagrams Basic system Complete EK80 scientific system with ADCP functionality A) Display B) Processor Unit C) Ethernet switch D) Power Supply Unit E) Transducer EC150-3C F) Wide Band Transceivers G) Split-beam transducers This screen capture presents four typical views from a Simrad EK80 using the EC150-3C transducer and ADCP functionality. The top three views present the current water velocity in the north/south, east/west and vertical (down/up) directions. The colours indicate the water speed as specified by the colour scale. The bottom view contains the traditional echogram provided by one of the four ADCP beams. In this view the colours indicate the backscatter intensity.. Simrad EK80 Technical specifications Echo sounder performance EC150-3C connections • Number of beams: 1 split beam • A dedicated 40 m open ended cableWe are continuously working to improve the • Beam width: 2.5 deg @ 150 kHz is provided with the transducer. quality and performance of our products. • Pulse type: CW or FM Technical specifications may therefore be • Calibration functionality: Included EC150-3C power changed without prior notice. requirements Output specifications • Voltage requirement: 115 to 230 Overall performance • Ethernet: ZeroMQ VAC, 50-60 Hz (nominal) • Nominal frequency: 150 kHz • File: NetCDF • Power consumption: 70 W • Frequency range: 130 to 170 kHz • Inrush current: 30 A with cold start • Dynamic range: 135 dB Processor Unit @ 230VAC/25°C • Computer: EK80 Processor Unit • Input current: <0.65 A@230 VACADCP performance • Operating system: Windows 10 • Number of beams: 4 • Software: EK80 EC150-3C environmental • Beam vertical tilt: 30 degrees requirements • Beam width: 3 degrees @ 150 kHz Interfaces • Operational temperature: • Pulse type: CW or FM • Internal sensor: Temperature -5 to +50°C • Cell size: 2 to 16 m • External sensors: Position, Attitude • Storage temperature: • Max output sample interval: 40 μs and Heading -20 to +60 °C • Max number of depth cells:Unlimited • Max range: > 400 m @ CW, 8 mcell size 200 Maximum range depends on the 143 acoustic scattering conditions. Weight and outline dimensions All measurements are in mm. The drawings are not to scale. 329 353 237.1 65 15 Weight: 5 kg ø10 Transducer Power Supply Unit All measurements in mm. Largest diameter is 346 mm The drawing is not to scale. Depth is 171 mm [449549] Rev.A Information may be omitted. Observe the source drawing for additional details. CD12_449549_001_001 Weight in air: 12 kg Weight: 5 kg 449326 / Rev.A / April 2019 Simrad All measurements in mm. The drawing isK noont tgo sscbalee.rgMaritimeAS Telephone:+473[343904326]4 R0ev.0A0 Information may be omitted. Observe the source drawing for additional details. | The Simrad EK80 is a leading scientific instrument for aquatic ecosystems, offering state of the art current velocity and backscatter measurements. It combines a scientific echo sounder with ADCP, providing easy synchronization and wideband capability. The EK80 also features built-in sphere calibration and integration of auxiliary sensor data in the data files. With a user-friendly and flexible interface, the EK80 ensures low installation costs, making it a valuable tool for sustainable fisheries. The system diagrams depict a complete EK80 scientific system with ADCP functionality, including the display, processor unit, Ethernet switch, power supply unit, transducer EC150-3C, wideband transceivers, and split-beam transducers. These components work together to deliver accurate measurements and valuable insights for understanding aquatic environments. | Key Features: - State of the art current velocity and backscatter measurements - Easy synchronization - Wideband capability - Built-in sphere calibration - Integration of auxiliary sensor data in the data files - User friendly and flexible user interface - Low installation costs | Technical Specifications: - Echo sounder performance - Number of beams: 1 split beam - Beam width: 2.5 deg @ 150 kHz - Pulse type: CW or FM - Calibration functionality: Included - Nominal frequency: 150 kHz - Output specifications - Frequency range: 130 to 170 kHz - Dynamic range: 135 dB - ADCP performance - Number of beams: 4 - Beam vertical tilt: 30 degrees - Beam width: 3 degrees @ 150 kHz - Pulse type: CW or FM - Cell size: 2 to 16 m - Max range: > 400 m @ CW, 8 m cell size - Weight and outline dimensions - Weight: 5 kg - Largest diameter: 346 mm - Depth: 171 mm - Power Consumption: 70 W - Interfaces - Internal sensor: Temperature -5 to +50°C - External sensors: Position, Attitude, and Heading -20 to +60 °C
https://www.kongsberg.com/maritime/products/ocean-science/ocean-science/es_scientific/simrad-ek60/ | Simrad EK60 | https://www.kongsberg.com/globalassets/discovery/simrad/echo-sounders-and-adcp/ek60/installation/164696ab_ek60_installation_manual_english.pdf |  | I don't know | I don't know | I don't know
https://www.kongsberg.com/maritime/products/commercial-fisheries/td/simrad-120khz-transducers/es120-18cdk/ | Simrad ES120-18CDK | https://www.simrad.online/td_120/es120_18cdk/es120_18cdk_ds_en.pdf | COMPACT DEPTH-RATED TRANSDUCER Simrad ES120-18CDK The Simrad ES120-18CDK is a compact transducer with a large bandwidth KEY FEATURES designed for appliations and platforms where size is important. Standard • Compact wide-band split- depth rating for the transducer is 1500m. The transducer is available inbeam transducer for two different versions, single-beam and split-beam. The beamwidth is 18° surface or depth-rated at a nominal operating frequency of 120 kHz. The transducer is designed platforms having three separate sectors. • Nominal freqency is120 kHz The compact size and low weight allows the transducer to be installed on • Frequency range: 100-155 a large variety of subsea platforms. The transducer is provided with akHz 2 m cable. The cable is terminated with an 8- or 4- pin male connector • Beamwidth is 18° fitting directly into our large range of subsea transceivers. • Maximum input power is300 W The transducer is especially well suited for use with autonomous and • Physical dimensions: subsea products such as the wideband autonomous transceiver (WBAT),Diameter: 66 mm wideband transceiver (WBT) Mini and WBT Tube. Height: 55 mm • Depth rate is 1500 m Order informationTo order the ES120-18CDK transducer contact your local dealer or use our website https://www.kongsberg.com/es120-18cdk Transducer • Included in all deliveries: • 467332 Split-beam transducer w/2 Transducer with 2 m cable usingm cable and SubConn connector 4- or 8-pin male subConn 467330 Single-beam transducer connector w/2 m cable and SubConn • Test Report connector 110-0002753/B ES120-18CDK Technical specifications The technical specifications and -10 requirements provided are those valid when operating at the nominal frequency with all sectors excited -12 simultaneously. Kongsberg Maritime is continuously working to improve the quality and -14 performance of our products. The technical specifications may be changed without prior notice and the -16 specifications refers to typical figures for the product. Performance specifications -18 • Nominal frequency: 120 kHz • Frequency range: 100-155 kHz • Beamwidth: 18°-20 • Figure of merit: -14 dB 100 105 110 115 120 125 130 135 140 145 150 155 • Max. source level: 221 dB re µPa per Frequency [kHz]V @ 1 m • Transmit sensitivity (Su): 177 dB reµPa per V @ 1 m 120 60 • Receive sensitivity (Mt): -192 dB re 1V per µPa @ 1 m • Sidelobe level: -16 dB 100 40 • Back radiation level: -30 dB • Impedance (each sector): 60 Ω80 20 Power specifications • Max. input power: 300 W60 0 • Max. pulse length: 8 ms • Max. duty cycle: 1 %40 -20 Weight and outline dimensions • Physical dimensions:Diameter: 66 mm 20 -40 Height: 55 mm (body) Total height: 95 mm • Weight 0 -60In air: 0,45 kg (incl. 2 m cable w/ 100 105 110 115 120 125 130 135 140 145 150 155 connector) Frequency [kHz] In water: 0,23 kg (incl. 2 m cable w/ connector) 182 -186 • Cable length:2 m and SubConn connector (MCIL4M) for single-beam 180 -188 2 m and SubConn connector (MCIL8M) for split-beam • Cable diameter: 10,4 ±0,5 mm178 -190 • Bending radius: Static: 100 mm (theoretical) Dynamic: 185 mm (theoretical) 176 -192 Environment requirements • Storage temperature:Max.: +60°C 174 -194 Min.: -20°C • Operating temperature:Max.: +40°C 172 -196 Min.: -5°C 100 105 110 115 120 125 130 135 140 145 150 155 Frequency [kHz] ]Bd[ )M + uS( tireM fo erugiF ]mho[ )¦Z¦( ecnadepmI ]V rep APµ1 er Bd[ )uS( ytivitisnes timsnarT ]V rep APµ1 er Bd[ )M( ytivitisnes evieceR Rules for transducer handling To secure the long life and accu- rate results, the transducer must be handled correctly. A transducer must always be handled like a delicate item. Wrongful actions may damage the transducer beyond repair. Observe these transducer handling rules: • Do not activate the transducerwhen it is out of the water. • Do not handle the transducerroughly, avoid impacts. • Do not expose the transducer to Beam patterndirect sunlight or excessive heat. • Do not use high-pressure water,sandblasting, metal tools, or strong solvents to clean the Ø15.5 transducer face. • Do not damage the outer protec-tive skin on the transducer face. • Do not lift the transducer by thecable. • Do not step on the transducer Ø22.5cable. • Do not damage the transducercable, avoid sharp objects. Ø18 Ø66 Ø40 Forward 3xM8 Threaddepthmin.10. 04 55 59 1 1 2 1 2 8 2 3 3 1 2 4 7 3 5 FORWARD 3 6 6 4 7 5 8 (CD0809_011_001) Connections for split-beam configuration The transducer is delivered with a MacArtney MCIL8M connector. Pinout looking into the plug is shown at the right in the figure. This connector is used for the WBAT, WBT Mini and WBT Tube (WideBand Transceiver). • (A) Transducer seen from above - observe the sector locations relative to theforward direction! • (B) Sectors • (C) Terminals • (D) Transducer plug face viewFORWARD 1 4 1 1 2 1 3 4 3 2 A C (CD0808_012_001) Connections for single-beam configuration The transducer is delivered with a MacArtney MCIL4M connector. Pinout looking into the plug is shown at the right in the figure. This connector is used for the WBAT, WBT Mini and WBT Tube (WideBand Transceiver). • (A) Transducer seen from above • (B) Sectors • (C) Terminals • (D) Transducer plug face viewKONGSBERG MARITIME Switchboard: +47 815 73 700 SIMRAD Global support 24/7: +47 33 03 24 07 Strandpromenaden 50 E-mail sales: km.sales@km.kongsberg.com | The Simrad ES120-18CDK is a compact transducer with a large bandwidth designed for applications and platforms where size is important. The depth rating for the transducer is 1500m, and it is available in two different versions: single-beam and split-beam, with a beamwidth of 18° at a nominal operating frequency of 120 kHz. This compact transducer is especially well suited for use with autonomous and subsea products such as the wideband autonomous transceiver (WBAT), wideband transceiver (WBT) Mini, and WBT Tube. | - Compact wide-band split-beam transducer - Nominal frequency: 120 kHz - Frequency range: 100-155 kHz - Beamwidth: 18° - Maximum input power: 300 W - Physical dimensions: Diameter - 66 mm, Height - 55 mm, Depth rate - 1500 m - Included in all deliveries: Split-beam transducer w/2 m cable and SubConn connector, Single-beam transducer w/2 m cable and SubConn connector, Test Report 110-0002753/B | Nominal frequency: 120 kHz Frequency range: 100-155 kHz Beamwidth: 18°-20 Figure of merit: -14 dB Max. source level: 221 dB re µPa per V @ 1 m Transmit sensitivity (Su): 177 dB re µPa per V @ 1 m Receive sensitivity (Mt): -192 dB re 1V per µPa @ 1 m Sidelobe level: -16 dB Back radiation level: -30 dB Max. input power: 300 W Max. pulse length: 8 ms Max. duty cycle: 1 % Physical dimensions: Diameter - 66 mm, Height - 55 mm (body), Total height - 95 mm Weight: In air - 0.45 kg (incl. 2 m cable w/connector), In water - 0.23 kg (incl. 2 m cable w/connector) Cable length: 2 m and SubConn connector (MCIL4M) for single-beam, 2 m and SubConn connector (MCIL8M) for split-beam Cable diameter: 10.4 ±0.5 mm Bending radius: Static - 100 mm (theoretical), Dynamic - 185 mm (theoretical) Environment requirements: Storage temperature: Max. +60°C, Min. -20°C, Operating temperature: Max. +40°C, Min. -5°C
https://www.kongsberg.com/maritime/products/commercial-fisheries/td/simrad-120khz-transducers/es120-7c/ | Simrad ES120-7C | https://www.simrad.online/td_120/es120_7c/es120_7c_ds_en_a4.pdf | SPLIT-BEAM TRANSDUCER Simrad ES120-7C The Simrad ES120-7C is a wide-band split-beam transducer designed KEY FEATURES for fishery and research applications. The beamwidth is 7 degrees at a • Wide-band split-beam nominal operational frequency of 120 kHz. The transducer is designedtransducer for fishery and having four separate sectors and transducers manufactured 2021 and research applications onwards includes a sensor to measure the sea temperature. • Nominal freqency is120 kHz The transducer is normally mounted flush with the hull plating or the • Frequency range: 90-170 bottom of a blister. It is provided with an installation flange, and bykHz means of a clamping ring, it is secured to a mounting ring welded into the • Beamwidth is 7° hull plating or the bottom of a blister. The transducer can also be flush • Maximum input power is mounted at the bottom of a drop keel. The transducer cable penetrates the1000 W hull using a stuffing tube and a cable gland. • Physical dimensions:Diameter: 180 mm Order information Height: 85 mm To order the ES120-7C transducer contact your local dealer or use our website https://www.kongsberg.com/es120-7c Transducer rubber gasket/packing nuts are delivered with the cable. • KSV-204580 transducer w/20 mopen ended cable Optional items 428873 transducer w/5 m cable • Optional items can be ordered SubConn connector from Kongsberg martitime or 496466 transducer w/40 m open manufactured elsewhere. ended cable • ES1-203672 Clamping ring • Included in delivery: mounting • ES1-204719 Mounting ringhardware, test report, stuffing • 425089 Arctic tank tube and cable gland. Washers/ • 382189 Transducer cable 851-164381/G ES120-7C Technical specifications The technical specifications and 1.5 requirements provided are those valid when operating at the nominal frequency with all sectors excited 0 simultaneously. Kongsberg Maritime is continuously working to improve the quality and -1.5 performance of our products. The technical specifications may be changed without prior notice and the -3 specifications refers to typical figures for the product. Performance specifications -4.5 • Nominal frequency: 120 kHz • Frequency range: 90-170 kHz • Beamwidth: 7°-6 • Figure of merit: +0 dB 90 100 110 120 130 140 150 160 170 • Max. source level: 227 dB re µPa per Frequency [kHz]V @ 1 m • Transmit sensitivity (Su): 185 dB reµPa per V @ 1 m 300 45 • Receive sensitivity (Mt): -185 dB re 1275 V per µPa @ 1 m • Sidelobe level: -23 dB 250 30 • Back radiation level: -40 dB225 • Impedance (each sector): 75 Ω200 15 Power specifications 175 • Max. input power: 1000 W150 0 • Max. pulse length: 16 ms • Max. duty cycle: 1 % 125100 -15 Weight and outline dimensions • Physical dimensions: 75Diameter: 180 mm 50 -30 Height: 85 mm (body) Total height: 155 mm 25 • Weight 0 -45In air: 5,0 kg (incl. 20 m cable) 90 100 110 120 130 140 150 160 170 In air: 8,6 kg (incl. 40 m cable) Frequency [kHz] In air: 2,3 kg (incl. 5 m cable with SubConn) 186 -178 In water: 1,0 kg (ex. cable) • Cable length:20 and 40 m with open-end termi- 184 -180 nation 5 m and SubConn connector • Cable diameter: 12.4 mm / 10,4 mm182 -182 • Bending radius: Static: 100 mm (theoretical) Dynamic: 185 mm (theoretical) 180 -184 Environment requirements • Depth rating: 20 meters • Storage temperature:178 -186 Max.: +60°C Min.: -20°C • Operating temperature:176 -188 Max.: +40°C 90 100 110 120 130 140 150 160 170 Min.: -5°C Frequency [kHz] ]Bd[ )M + uS( tireM fo erugiF ]mho[ )¦Z¦( ecnadepmI ]V rep APµ1 er Bd[ )uS( ytivitisnes timsnarT ]V rep APµ1 er Bd[ )M( ytivitisnes evieceR Rules for transducer handling To secure the long life and accu- rate results, the transducer must be handled correctly. A transducer must always be handled like a delicate item. Wrongful actions may damage the transducer beyond repair. Observe these transducer handling rules: • Do not activate the transducerwhen it is out of the water. • Do not handle the transducerroughly, avoid impacts. • Do not expose the transducer to Beam patterndirect sunlight or excessive heat. E • Do not use high-pressure water, Esandblasting, metal tools, or strong solvents to clean the transducer face. • Do not damage the outer protec- Ative skin on the transducer face. • Do not lift the transducer by thecable. B • Do not step on the transducercable. (CD017010B) F • Do not damage the transducercable, avoid sharp objects. G Installation principle • (A) Steel blister, must be manufactured by theshipyard • (B) Mounting ring, can be supplied byKongsberg Maritime C • (C) Clamping ring, can be supplied byD Kongsberg Maritime • (D) Guide to indicate “Forward” • (E) Air outlet • (F) Forward • (G) Transducer cableConnections • Sector 1Black cable to terminal J White cable to terminal H • Sector 2Black cable to terminal F Green cable to terminal E • Sector 3Black cable to terminal D Yellow cable to terminal C • Sector 4 Connections to Amphenol (WBT/GPT) socketBlack cable to terminal B Blue cable to terminal A The transducer connects to terminals A through N on a circular 12-pin Amphenol • Digital output: Red cable to termi- socket (part number 099-133981). This socket is used on the General Purposenal L Transceiver (GPT), and on some versions of the Wide Band Transceiver (WBT). • Digital ground: Black cable to • (A) Transducer seen from above - observe the sector locations relative to theterminal M forward direction! • Screen: Screen to terminal N and • (B) Sectorsplug housing • (C) Terminals • (D) Transducer socket seen from the outsideA FORWARD 4 B A N 2 3 3 DC CB M L 1 4 2 E D K F E J F H H 1 J L M N Split-beam transducer to single-beam output A split-beam transducer can be connected to sockets A&B , C&D; E&F or J&H to enable the transducer to be used as a single-beam transducer. The cable screen must be connected to the housing on the transducer plug and to terminal N. B FORWARD 1 1 2 1 8 2 3 2 3 2 4 7 3 1 4 3 5 6 7 6 4 4 A 8 5 C Connections to MacArtney/SubConn socket The transducer is delivered with a MacArtney MCIL8M connector. Pinout l(CoD0o808k_00i3n_006g) into the plug is shown at the right in the figure. This connector is used for the WBAT, WBT Mini and WBT Tube (WideBand Transceiver). • (A) Transducer seen from above - observe the sector locations relative to the forward direction! • (B) Terminals • (C)Transducer socket seen from outsideKONGSBERG MARITIME Switchboard: +47 815 73 700 SIMRAD Global support 24/7: +47 33 03 24 07 Strandpromenaden 50 E-mail sales: km.sales@km.kongsberg.com | The Simrad ES120-7C is a wide-band split-beam transducer designed for fishery and research applications. The transducer has a nominal operational frequency of 120 kHz and a beamwidth of 7 degrees. It is equipped with four separate sectors and includes a sensor to measure the sea temperature. The transducer is designed to be mounted flush with the hull plating or the bottom of a blister, and it can also be mounted at the bottom of a drop keel. It comes with a transducer cable that penetrates the hull using a stuffing tube and a cable gland. Optional items such as different cable lengths and connectors are available for ordering. The technical specifications and requirements provided are valid when operating at the nominal frequency with all sectors excited simultaneously. Kongsberg Maritime is continuously working to improve the quality and performance of their products, and the technical specifications may be subject to change without prior notice. | - Wide-band split-beam transducer for fishery and research applications - Nominal operational frequency of 120 kHz - Beamwidth of 7 degrees - Equipped with four separate sectors and a sensor to measure sea temperature - Can be mounted flush with hull plating, bottom of a blister, or at the bottom of a drop keel - Transducer cable penetrates the hull using a stuffing tube and a cable gland - Optional items such as different cable lengths and connectors are available for ordering | - Nominal frequency: 120 kHz - Frequency range: 90-170 kHz - Beamwidth: 7° - Max. input power: 1000 W - Physical dimensions: Diameter: 180 mm, Height: 85 mm - Depth rating: 20 meters - Storage temperature: Max.: +60°C, Min.: -20°C - Operating temperature: Max.: +40°C, Min.: -5°C
https://www.kongsberg.com/maritime/products/commercial-fisheries/td/simrad-120khz-transducers/simrad-es120-7cd/ | Simrad ES120-7CD | https://simrad.online/td_120/es120_7cd/es120_7cd_ds_en_a4.pdf | Simrad ES120-7CD DEPTH-RATED SPLIT-BEAM TRANSDUCER The Simrad ES120-7CD is a split-beam transducer with a large bandwidth designed for fishery and research applications. The beamwidth is 7° at a nominal operational frequency of 120 kHz. The transducer is designed having four separate sectors. The ES120-7C transducer has been designed to withstand a large water pressure, and is therefore well suited for towed bodies or atuonomous KEY FEATURES vehicles. The recommended installation method is through the hull • Wide-band split-beam plating using mounting and clamping rings provided. Alternatively thetransducer for fishery transducer is mounted using brackets and M8 screws at the back of the and fishery research transducer. applications • Resonant freqency is Order information120 kHz • Frequency range: 95 to To order the ES120-7CD or any of the optional items provided with it,145 kHz contact your local dealer. If you do not have a regular dealer, a list of all • Depth rate is 1500 m our distributors and dealers can be found on our website. Your dealer • Beamwidth is 7° will also be able to help you with a detailed quotation including price • Maximum input power is and delivery information. The transducer is available with two different500 W transducer cables. • Physical dimensions:Diameter: 180 mm Height: 85 mm Transducer Optional items • Order number: Order these optional items from419615 transducer with a 2 m Kongsberg Maritime, or manu- cable using a SubConn connector facture them yourself. These items are not part of the stand- Included in all deliveries: ard delivery. • Mounting hardware • ES1-203672 Clamping ring • Documents • ES1-204719 Mounting ring339095/C ES120-7CD Technical specifications The technical specifications 4 and requirements provided are those valid when operating at the nominal frequency with all 0 sectors excited simultaneously. Kongsberg Maritime are contin- uously working to improve the -4 quality and performance of our products. The technical specifi- cations may be changed without -8 prior notice and the specifications refers to typical figures for the product. -12 Performance specifications • Resonant frequency: 120 kHz • Frequency range: 90 to 170 kHz-16 • Beamwidth: 7° 90 100 110 120 130 140 150 160 170 • Depth rating: 1500 m Frequency [kHz] • Figure of merit: 0 dB • Max. source level: 224 dB re µPaper V @ 1 m 275 75 • Transmit sensitivity (Su): 185 dBre µPa per V @ 1 m 250 60 • Receive sensitivity (Mt): -185 dB225 45 re 1 V per µPa @ 1 m • Sidelobe level: -21 dB 200 30 • Back radiation level: -40 dB • Impedance (each sector): 75 Ω 175 15150 0 Power specifications • Max. input power: 500 W125 -15 • Max. pulse length: 16 ms • Max. duty cycle: 1 % 100 -30Weight and outline 75 -45 dimensions 50 -60 • Physical dimensions:Diameter: 180 mm 25 -75 Height: 85 mm (body) 90 100 110 120 130 140 150 160 170 Frequency [kHz] Total height: 165 mm • WeightIn air: 4,5 kg (incl. 2 m cable 188 -178 with SubConn) In water: 2,2 kg (incl. 2 m cable with SubConn) 184 -181 • Cable length:2 m and SubConn connectorr • Cable diameter: 12.4±0.5 mm180 -184 • Bending radius:Static: 100 mm (theoretical) Dynamic: 185 mm (theoretical) 176 -187 Environment requirements • Storage temperature:Max.: +60°C 172 -190 Min.: -20°C • Operating temperature:Max.: +40°C 168 -193 Min.: -5°C 90 100 110 120 130 140 150 160 170 Frequency [kHz] ]Bd[ )M + uS( tireM fo erugiF ]mho[ )¦Z¦( ecnadepmI ]V rep APµ1 er Bd[ )uS( ytivitisnes timsnarT ]V rep APµ1 er Bd[ )M( ytivitisnes evieceR Rules for transducer handling To secure the long life and accu- rate results, the transducer must be handled correctly. A transducer must always be handled as a delicate item. Wrongful actions may damage the transducer beyond repair. Observe these transducer handling rules: • Do not activate the transducerwhen it is out of the water. • Do not handle the transducerroughly, avoid impacts. • Do not expose the transducer to Beam patterndirect sunlight or excessive heat. • Do not use high-pressure water,sandblasting, metal tools, or strong solvents to clean the transducer face. • Do not damage the outer protec-tive skin on the transducer face. • Do not lift the transducer by thecable. • Do not step on the transducercable. • Do not damage the transducercable, avoid sharp objects. A Installation principle • (A) Mounting ring, can be supplied byKongsberg Maritime • (B) Towed body’s hull plating • (C) Transducer B • (D) Clamping ring • (E) BoltsC D E (CD017010H) Connections to MacArtney SubConn FORWARD 1 1 2 B 1 8 2 socket 3 2 3 2 4 7 3 The transducer connects to terminals 1 1 4 3 5 6 through 8 on a circular 8-pin Sub Conn socket. This socket is used for some versions of the 4 7 6 4 A 8 5 WideBand Transceivers (WBT), WBT Mini and C WBT Tube. • (A) Transducer sean from above - observethe sector locations relative to the forward (CD0808_003_006) direction! • (B) Terminals • (C) Transducer socket seen from outside24 0 8 180 2 . 2 0 . 7 5 8 R1 130 M8. Depth 12mm. R1 Guide cam Forward R5 KONGSBERG MARITIME Switchboard: +47 815 73 700 SIMRAD Global support 24/7: +47 33 03 24 07 Strandpromenaden 50 E-mail sales: km.sales@km.kongsberg.com | The Simrad ES120-7CD is a split-beam transducer designed for fishery and research applications, offering a large bandwidth and a beamwidth of 7° at a nominal operational frequency of 120 kHz. It is built with four separate sectors and is capable of withstanding water pressure up to a depth rating of 1500 m. The transducer can be installed through the hull using mounting and clamping rings, or brackets and M8 screws at the back. In addition to the standard delivery of mounting hardware and documents, optional items such as clamping rings and mounting rings are available from Kongsberg Maritime or can be manufactured independently. | Key Features: - Wide-band split-beam transducer for fishery and research applications - Resonant frequency of 120 kHz - Frequency range of 95 to 145 kHz - Depth rate of 1500 m - Beamwidth of 7° - Maximum input power of 500 W - Physical dimensions: Diameter 180 mm, Height 85 mm - Order number: 419615 transducer with a 2 m cable using a SubConn connector | Technical Specifications: - Resonant frequency: 120 kHz - Frequency range: 90 to 170 kHz - Beamwidth: 7° - Depth rating: 1500 m - Max. source level: 224 dB re µPa @ 1 m - Transmit sensitivity (Su): 185 dBre µPa per V @ 1 m - Receive sensitivity (Mt): -185 dB re 1 V per µPa @ 1 m - Sidelobe level: -21 dB - Back radiation level: -40 dB - Impedance (each sector): 75 Ω - Max. input power: 500 W - Max. pulse length: 16 ms - Max. duty cycle: 1 % - Weight: In air 4.5 kg (including 2 m cable with SubConn), In water 2.2 kg (including 2 m cable with SubConn) - Cable length: 2 m and SubConn connector - Cable diameter: 12.4±0.5 mm - Bending radius: Static 100 mm (theoretical), Dynamic 185 mm (theoretical) - Storage temperature: Max. +60°C, Min. -20°C - Operating temperature: Max. +40°C, Min. -5°C
https://www.kongsberg.com/maritime/products/commercial-fisheries/td/simrad-120khz-transducers/simrad-es120-7dd/ | Simrad ES120-7DD | https://www.kongsberg.com/globalassets/discovery/simrad/transducers/120-and-es120/164289_es120-7dd.pdf | TRANSDUCER ES 120-7DD 120 kHz split-beam transducer for deep water installations Introduction The ES 120-7DD is a split-beam transducer incorporating 76 piezo-ceramic elements distributed over four quadrants. It is designed for deep water installations with a maximum depth of 1500 m. The following specications are valid when all four quadrants are connected in parallel. Order number KSV-112417 Technical specications Resonant frequency.......................................120 kHz Transmitting response.....................................185 dB Circular beamwidth............................................7 deg (dB re 1µPa per V) Directivity: Receiving sensitivity open circuit..................-187 dB D......................................................................650 (dB re 1V per µPa) DI=10 log D................................................28 dB Electroacoustic efciency....................................0.60 Equivalent two-way beam angle: Maximum pulse power input.........................1000 W ψ...................................................................0.009 Maximum continuous power input....................10 W 10 log ψ ..................................................-20.5 dB Maximum transducer depth...........................1500 m Side lobes..........................................less than -15 dB Cable with underwater connector.....................0.5 m Back radiation...................................less than -30 dB Weight without cable...........................................6 kg Angle sensitivity (phase angle to target).................21 Storage temperature..............................-20 to +70 °C Impedance: Nominal value..........................................15 ohm )B .v e Max. variation in ¦Z¦........................11 to 20 ohm R / 9 Max. variation phase angle.......................±30 deg 8 2 4 6 1 -5 5 8 ( Data Beam pattern Admittance of one quadrant Installation Manufacturer: Simrad AS Strandpromenaden 50 P.O.Box 111 N-3191 Horten Telephone: +47 33 03 40 00 | The ES 120-7DD is a split-beam transducer incorporating 76 piezo-ceramic elements distributed over four quadrants. It is designed for deep water installations with a maximum depth of 1500 m. The transducer has a resonant frequency of 120 kHz and a transmitting response of 185 dB. Its circular beamwidth is 7 deg (dB re 1µPa per V) with a receiving sensitivity open circuit of -187 dB D and DI=10 log D of 28 dB. The electroacoustic efficiency is 0.60, and the transducer has a maximum pulse power input of 1000 W and a maximum continuous power input of 10 W. The transducer is equipped with a cable with an underwater connector that is 0.5 m long, and it has a weight of 6 kg without the cable. The angle sensitivity (phase angle to target) is 21, and the transducer has a storage temperature range of -20 to +70 °C. The impedance has a nominal value of 15 ohm with a maximum variation in ¦Z¦ of 11 to 20 ohm and a maximum variation phase angle of ±30 deg. The transducer's side lobes are less than -15 dB, while the back radiation is less than -30 dB. | - 120 kHz resonant frequency - 185 dB transmitting response - 7 deg circular beamwidth - Electroacoustic efficiency of 0.60 - Maximum pulse power input of 1000 W - Maximum continuous power input of 10 W - Cable with underwater connector (0.5 m) - Weight of 6 kg without cable - Angle sensitivity of 21 - Impedance nominal value of 15 ohm | Resonant frequency: 120 kHz Transmitting response: 185 dB Circular beamwidth: 7 deg (dB re 1µPa per V) Electroacoustic efficiency: 0.60 Maximum pulse power input: 1000 W Maximum continuous power input: 10 W Cable length: 0.5 m Weight: 6 kg Angle sensitivity: 21 Impedance nominal value: 15 ohm
https://www.kongsberg.com/maritime/products/commercial-fisheries/td/simrad-120khz-transducers/simrad-es120-7g/ | Simrad ES120-7G | https://www.kongsberg.com/globalassets/discovery/simrad/transducers/120-and-es120/164125_es120-7g.pdf | TRANSDUCER Simrad ES 120-7G 120 kHz Split-beam transducer Introduction The ES 120-7G is a split-beam transducer incorporat- ing 76 piezo-ceramic elements arranged in four quad- rants. Its compact housing is convenient for use with portable echo sounders. The specications below are valid when all four quadrants are connected in parallel. Order number KSV-112101 Technical specications Resonant frequency.......................................120 kHz Receiving sensitivity, open circuit........-186.5 dB ±2 Beamwidth, circular.....................................7 deg ±1 re 1V per µPa Directivity: Electroacoustic efciency.........................0.70 ±0.20 D...........................................................650 ±20% Maximum pulse power input.........................1000 W DI=10logD.............................................28 ±1 dB Maximum continous power input......................10 W Equivalent two-way beam angle: Maximum transducer depth.............................150 m Ψ.......................................0.009 ± 20% steradain Cable length.......................................................20 m 10 logΨ..............................................-20.5 ±1 dB Cable diameter...................................10.6 ±0.50 mm Side lobes..........................................less than -15 dB Weight without cable ..........................................2 kg Back radiation...................................less than -30 dB Storage temperature................................-20 to 70 °C Angle sensitivity: Phase angle/angle to target................................21 Impedance: Nominal.....................................................5 ohms Max. variation in ¦Z¦.........................11 - 20 ohms Max variation in phase angle.........................±30 deg Transmitting response.............................185.0 dB ±2 re 1µPa per V )C.veR 521461-558( Data Installation Manufacturer: Simrad AS Strandpromenaden 50 P.O.Box 111 N-3191 Horten Telephone: +47 33 03 40 00 | Introduction The ES 120-7G is a split-beam transducer incorporating 76 piezo-ceramic elements arranged in four quadrants. Its compact housing is convenient for use with portable echo sounders. The specifications below are valid when all four quadrants are connected in parallel. Order number KSV-112101 Data Installation Manufacturer: Simrad AS Strandpromenaden 50 P.O.Box 111 N-3191 Horten Telephone: +47 33 03 40 00 | Resonant frequency: 120 kHz Receiving sensitivity, open circuit: -186.5 dB ±2 Beamwidth, circular: 7 deg ±1 re 1V per µPa Directivity: Electroacoustic efficiency: 0.70 ±0.20 D: 650 ±20% Maximum pulse power input: 1000 W DI=10logD: 28 ±1 dB Maximum continuous power input: 10 W Equivalent two-way beam angle: Maximum transducer depth: 150 m Ψ: 0.009 ± 20% steradain Cable length: 20 m 10 logΨ: -20.5 ±1 dB Cable diameter: 10.6 ±0.50 mm Side lobes: less than -15 dB Weight without cable: 2 kg Back radiation: less than -30 dB Storage temperature: -20 to 70 °C Angle sensitivity: Phase angle/angle to target: 21 Impedance: Nominal: 5 ohms Max. variation in ¦Z¦: 11 - 20 ohms Max variation in phase angle: ±30 deg Transmitting response: 185.0 dB ±2 re 1µPa per V | Resonant frequency, parameter value: 120 kHz Receiving sensitivity, open circuit, parameter value: -186.5 dB ±2 Beamwidth, circular, parameter value: 7 deg ±1 re 1V per µPa Directivity: Electroacoustic efficiency, parameter value: 0.70 ±0.20 D, parameter value: 650 ±20% Maximum pulse power input, parameter value: 1000 W DI=10logD, parameter value: 28 ±1 dB Maximum continuous power input, parameter value: 10 W Equivalent two-way beam angle, parameter value: Maximum transducer depth: 150 m Ψ, parameter value: 0.009 ± 20% steradain Cable length, parameter value: 20 m 10 logΨ, parameter value: -20.5 ±1 dB Cable diameter, parameter value: 10.6 ±0.50 mm Side lobes, parameter value: less than -15 dB Weight without cable, parameter value: 2 kg Back radiation, parameter value: less than -30 dB Storage temperature, parameter value: -20 to 70 °C Angle sensitivity, parameter value: Phase angle/angle to target: 21 Impedance: Nominal, parameter value: 5 ohms Max. variation in ¦Z¦, parameter value: 11 - 20 ohms Max variation in phase angle, parameter value: ±30 deg Transmitting response, parameter value: 185.0 dB ±2 re 1µPa per V
https://www.kongsberg.com/maritime/products/commercial-fisheries/td/td18khz/es18/ | Simrad ES18 | https://www.simrad.online/td_018/es18/sales/es18_ds_en_a4.pdf | TRANSDUCER Simrad ES 18 18 kHz Split-beam transducer Introduction The ES 18 is a split-beam transducer incorporat- ing 44 Tonpilz elements distributed over four quad- rants. The following specifications are valid when all four quadrants are connected in parallel. Order number KSV-088694 Technical specifications Resonant frequency .........................................18 kHz Electroacoustic efficiency .........................0.60 ±0.20 Beamwidth, circular ...................................11 deg ±2 Maximum pulse power input .........................2000 W Directivity: Maximum continous power input ....................100 W D ...........................................................300 ±20% Maximum transducer depth ...............................50 m DI=10logD .............................................25 ±1 dB Cable length .......................................................20 m Equivalent two-way beam angle: Cable diameter ......................................12.4±0.5 mm Ψ .......................................................0.020 ± 20% Weight without cable ........................................85 kg 10 logΨ .................................................-17 ±1 dB Storage temperature ................................-20 to 70 °C Side lobes ..........................................less than -18 dB Back radiation ...................................less than -35 dB Impedance: Nominal value .........................................15 ohms Max. variation in ¦Z¦ .........................11 - 20 ohms Max variation in phase angle .........................±30 deg Transmitting response .............................182.0 dB ±2 re 1µPa per V Receiving sensitivity, open circuit ...........-174 dB ±2 re 1V per µPa )D.veR 605061-558( Data Installation Manufacturer: Simrad AS Strandpromenaden 50 P.O.Box 111 N-3191 Horten Telephone: +47 33 03 40 00 | The Simrad ES 18 is a split-beam transducer incorporating 44 Tonpilz elements distributed over four quadrants. When all four quadrants are connected in parallel, the transducer provides specific technical specifications. The resonant frequency of the transducer is 18 kHz with an electroacoustic efficiency of 0.60 ±0.20. It has a circular beamwidth of 11 deg ±2 and a maximum pulse power input of 2000 W. The maximum continuous power input is 100 W, and the maximum transducer depth is 50 m. The transducer has a cable length of 20 m, a cable diameter of 12.4±0.5 mm, and a weight of 85 kg without the cable. Additionally, it has a storage temperature range of -20 to 70 °C. The transducer also features side lobes less than -18 dB, back radiation less than -35 dB, and impedance with a nominal value of 15 ohms and specific variations. It has a transmitting response of 182.0 dB ±2 re 1µPa per V and receiving sensitivity, open circuit, of -174 dB ±2 re 1V per µPa. For installation and data information, the manufacturer is Simrad AS, located at Strandpromenaden 50, P.O.Box 111, N-3191 Horten, with a telephone number of +47 33 03 40 00. | - Split-beam transducer - Incorporating 44 Tonpilz elements - Resonant frequency of 18 kHz - Circular beamwidth of 11 deg ±2 - Maximum pulse power input of 2000 W - Maximum transducer depth of 50 m - Cable length of 20 m - Weight of 85 kg without cable - Side lobes less than -18 dB - Back radiation less than -35 dB - Nominal impedance of 15 ohms | Transducer, Resonant frequency, 18 kHz Transducer, Electroacoustic efficiency, 0.60 ±0.20 Transducer, Beamwidth, circular, 11 deg ±2 Transducer, Maximum pulse power input, 2000 W Transducer, Maximum continous power input, 100 W Transducer, Maximum transducer depth, 50 m Transducer, Cable length, 20 m Transducer, Cable diameter, 12.4±0.5 mm Transducer, Weight without cable, 85 kg Transducer, Storage temperature, -20 to 70 °C Transducer, Side lobes, less than -18 dB Transducer, Back radiation, less than -35 dB Transducer, Impedance, Nominal value, 15 ohms
https://www.kongsberg.com/maritime/products/commercial-fisheries/td/200-khz/es200_7c/ | Simrad ES200-7C | https://www.simrad.online/td_200/es200_7c/sales/es200_7c_ds_en_a4.pdf | Simrad ES200-7C SPLIT-BEAM TRANSDUCER The Simrad ES200-7C is a wide-band split-beam transducer designed for fishery and research applications. The beamwidth is 7 degrees at a nominal operational frequency of 200 kHz. The transducer is designed having four separate sectors and transducers manufactured in 2021 and onwards includes a sensor to measure the sea temperature. The transducer is normally mounted flush with the hull plating or the bottom of a blister. It is provided with an installation flange, and KEY FEATURES using a clamping ring, it is secured to a mounting ring welded into the • Wide-band split-beam hull plating or the bottom of a blister. The transducer can also be flushtransducer for fishery and mounted at the bottom of a drop keel. The transducer cable penetrates the research applications hull using a stuffing tube and a cable gland. • Nominal freqency is200 kHz Order information • Frequency range: 160 to260 kHz To order the ES200-7C or any of the optional items provided with it, • Beamwidth is 7° contact your local dealer. If you do not have a regular dealer, a list of all • Maximum input power is our distributors and dealers can be found on our website. Your dealer1000 W will also be able to help you with a detailed quotation including price • Physical dimensions: and delivery information. The transducer is available with two differentDiameter: 120 mm transducer cables. Height: 75 mm Transducer gasket and packing nut inserted • Order number: on the cable)KSV-203003 transducer with a 20 m open ended cable Optional items 428875 transducer with 5 m cable fitted with a SubConn connector Order these optional items from Kongsberg Maritime, or manu- Included in all deliveries: facture them yourself. These • Mounting hardware items are not part of the stand- • Documents ard delivery. • ES7-200879 Clamping ringThe shipment includes • ES7-204464 Mounting ring • Stuffing tube • 310640 Arctic tank • Cable gland (washers, rubber851.204465/GC ES200-7C Technical specifications The technical specifications 2 and requirements provided are those valid when operating at the nominal frequency with all 0 sectors excited simultaneously. Kongsberg Maritime is contin- -2 uously working to improve the quality and performance of our products. The technical specifi- -4 cations may be changed without prior notice and the specifications -6 refers to typical figures for the product. -8 Performance specifications • Nominal frequency: 200 kHz • Frequency range: 160-260 kHz-10 • Beamwidth: 7° 160 170 180 190 200 210 220 230 240 250 260 • Figure of merit: -5 dB Frequency [kHz] • Max. source level: 227 dB re µPaper V @ 1 m • Transmit sensitivity (Su): 185 dB 500 75re µPa per V @ 1 m • Receive sensitivity (Mt): -189 dB 450 60re 1 V per µPa @ 1 m 400 45 • Sidelobe level: -23 dB • Back radiation level: -40 dB 350 30 • Impedance (each sector): 75 Ω300 15 Power specifications 250 0 • Max. input power: 1000 W • Max. pulse length: 16 ms200 -15 • Max. duty cycle: 1 %150 -30 Weight and outline dimensions 100 -45 • Physical dimensions:50 -60 Diameter: 120 mm Height: 75 mm (body) 0 -75 Total height: 155 mm 160 170 180 190 200 210 220 230 240 250 260 Frequency [kHz] • WeightIn air: 5,0 kg (incl. 20 m cable) In air: 2,3 kg (incl. 5 m cable with 186 -177 SubConn) In water: 1,0 kg (ex. cable) • Cable length: 184 -18020 m and open-end termination 5 m and SubConn connector • Cable diameter: 12.4 mm / 9 mm182 -183 • Bending radius:Static: 100 mm (theoretical) Dynamic: 185 mm (theoretical) 180 -186 Environment requirements • Depth rating: 20 meters • Storage temperature: 178 -189Max.: +60°C Min.: -20°C • Operating temperature:176 -192 Max.: +40°C 160 170 180 190 200 210 220 230 240 250 260 Min.: -5°C Frequency [kHz] ]Bd[ )M + uS( tireM fo erugiF ]mho[ )¦Z¦( ecnadepmI ]V rep APµ1 er Bd[ )uS( ytivitisnes timsnarT ]V rep APµ1 er Bd[ )M( ytivitisnes evieceR Rules for transducer (CD017027-001) 0 handling To secure the long life and accu- -30 30 rate results, the transducer must -10 be handled correctly. A transducer must always be handled like a delicate item. -20 Wrongful actions may damage the transducer beyond repair. Observe these transducer -30 handling rules: • Do not activate the transducerwhen it is out of the water. • Do not handle the transducerroughly, avoid impacts. • Do not expose the transducer todirect sunlight or excessive heat. • Do not use high-pressure water,sandblasting, metal tools, or Beam pattern strong solvents to clean the E transducer face. E • Do not damage the outer protec-tive skin on the transducer face. • Do not lift the transducer by thecable. A • Do not step on the transducercable. • Do not damage the transducercable, avoid sharp objects. B (CD017010B) F Installation principle G • (A) Steel blister, must be manufactured by theshipyard • (B) Mounting ring, can be supplied byKongsberg Maritime • (C) Clamping ring, can be supplied byKongsberg Maritime C • (D) Guide to indicate “Forward”D • (E) Air outlet • (F) Forward • (G) Transducer cableConnections • Sector 1Black cable to terminal J White cable to terminal H • Sector 2Black cable to terminal F Green cable to terminal E • Sector 3Black cable to terminal D Yellow cable to terminal C • Sector 4Black cable to terminal B Connections to Amphenol (WBT/GPT) socket Blue cable to terminal A • Digital output: Red cable to termi- The transducer connects to terminals A through N on a circular 12-pin Amphenolnal L socket (part number 099-133981). This socket is used on the General Purpose • Digital ground: Black cable to Transceiver (GPT), and on some versions of the Wide Band Transceiver (WBT).terminal M • (A) Transducer seen from above - observe the sector locations relative to the • Digital screen: Screen to terminal forward direction!N and plug housing • (B) Sectors • (C) Terminals • (D) Transducer socket seen from the outsideB FORWARD 1 1 2 1 8 2 3 2 3 2 4 7 3 1 4 3 5 6 7 6 4 4 A 8 5 C (CD0808_003_006) Connections to MacArtney SubConn socket The transducer connects to terminals 1 through 8 on a circular 8-pin Sub Conn socket. This socket is used for some versions of the WideBand Transceivers (WBT), WBT Mini and WBT Tube. • (A) Transducer sean from above - observe the sector locations relative to theforward direction! • (B) Terminals • (C) Transducer socket seen from outsideSplit-beam transducer to single-beam output FORWARD 4 A B A N A split-beam transducer can be connected 2 3 3 DC CB M L to sockets A&B , C&D; E&F or J&H to enable the transducer to be used as a single-beam 1 4 2 E F D E JK F H transducer. H 1 J The cable screen must be connected to the L housing on the transducer plug and to terminal M N. N KONGSBERG MARITIME Switchboard: +47 815 73 700 SIMRAD Global support 24/7: +47 33 03 24 07 Strandpromenaden 50 E-mail sales: km.sales@km.kongsberg.com | The Simrad ES200-7C is a wide-band split-beam transducer designed for fishery and research applications. It is designed with four separate sectors, and transducers manufactured in 2021 and onwards include a sensor to measure the sea temperature. The transducer can be mounted flush with the hull plating or the bottom of a blister using a clamping ring, or at the bottom of a drop keel. It is available with two different transducer cables. Orders for the ES200-7C or optional items can be placed through local dealers or Kongsberg Maritime, with detailed quotations including price and delivery information. | Key Features: - Wide-band split-beam transducer for fishery and research applications - Nominal frequency is 200 kHz - Frequency range: 160 to 260 kHz - Beamwidth is 7 degrees - Maximum input power is 1000 W - Physical dimensions: Diameter: 120 mm, Height: 75 mm | Technical Specifications: - Nominal frequency: 200 kHz - Frequency range: 160-260 kHz - Beamwidth: 7 degrees - Max. source level: 227 dB re µPa @ 1 m - Transmit sensitivity (Su): 185 dB re µPa per V @ 1 m - Receive sensitivity (Mt): -189 dB re 1 V per µPa @ 1 m - Sidelobe level: -23 dB - Back radiation level: -40 dB - Impedance (each sector): 75 Ω - Max. input power: 1000 W - Max. pulse length: 16 ms - Max. duty cycle: 1 % - Weight: In air: 5.0 kg (incl. 20 m cable), In water: 1.0 kg (ex. cable) - Cable length: 20 m and open-end termination, 5 m and SubConn connector - Cable diameter: 12.4 mm / 9 mm - Bending radius: Static: 100 mm (theoretical), Dynamic: 185 mm (theoretical) - Depth rating: 20 meters - Storage temperature: Max.: +60°C, Min.: -20°C - Operating temperature: Max.: +40°C, Min.: -5°C
https://www.kongsberg.com/maritime/products/commercial-fisheries/td/200-khz/simrad-es200-7cd/ | Simrad ES200-7CD | https://simrad.online/td_200/es200_7cd/es200_7cd_ds_en_a4.pdf | Simrad ES200-7CD DEPTH-RATED SPLIT-BEAM TRANSDUCER The Simrad ES200-7CD is a split-beam transducer with a large bandwidth designed for fishery and research applications. The beamwidth is 7° at a nominal operational frequency of 200 kHz. The transducer is designed having four separate sectors. The ES200-7CD transducer has been designed to withstand a large water pressure, and is therefore well suited for towed bodies or atuonomous KEY FEATURES vehicles. The recommended installation method is through the hull • Wide-band split-beam plating using mounting and clamping rings provided. Alternatively thetransducer for fishery transducer is mounted using brackets and M8 screws at the back of the and fishery research transducer. applications • Resonant freqency is 200 Order informationkHz • Frequency rate: 160 to To order the ES200-7CD or any of the optional items provided with it,260 kHz contact your local dealer. If you do not have a regular dealer, a list of all • Depth range is 1500 m our distributors and dealers can be found on our website. Your dealer • Beamwidth is 7° will also be able to help you with a detailed quotation including price • Maximum input power is and delivery information. The transducer is available with two different300 W transducer cables. • Physical dimensions:Diameter: 120 mm Height: 75 mm Transducer Optional items • Order number: Order these optional items from418887 transducer with a 2 m Kongsberg Maritime, or manu- cable using a SubConn connector facture them yourself. These Included in all deliveries: items are not part of the stand- • Mounting hardware ard delivery. • Documents • ES2-200879 Clamping ring • ES2-204464 Mounting ring307086/C ES200-7CD Technical specifications 0 The technical specifications and requirements provided are those valid when operating at the nominal -2 frequency with all sectors excited simultaneously. Kongsberg Maritime are continu- -4 ously working to improve the quality and performance of our products. The technical specifications may be -6 changed without prior notice and the specifications refers to typical figures for the product. -8 Performance specifications • Resonant frequency: 200 kHz-10 • Frequency range: 160 to 260 kHz 160 170 180 190 200 210 220 230 240 250 260 • Beamwidth: 7° Frequency [kHz] • Depth rating: 1500 m • Figure of merit: -5 dB • Max. source level: 222 dB re µPa per 200 30V @ 1 m • Transmit sensitivity (Su): 184 dB reµPa per V @ 1 m • Receive sensitivity (Mt): -189 dB re 1 150 15V per µPa @ 1 m • Sidelobe level: -25 dB • Back radiation level: -40 dB • Impedance (each sector): 75 Ω 100 0Power specifications • Max. input power: 300 W • Max. pulse length: 16 ms 50 -15 • Max. duty cycle: 1 %Weight and outline dimensions • Physical dimensions: 0 -30160 170 180 190 200 210 220 230 240 250 260 Diameter: 120 mm Frequency [kHz] Height: 75 mm (body) Total height: 155 mm • WeightIn air: 2 kg (incl. 2 m cable with 188 -184 SubConn) In water: 1 kg • Cable length:186 -186 2 m and SubConn connector • Cable diameter: 12.4±0.5 mm • Bending radius:Static: 100 mm (theoretical) 184 -188 Dynamic: 185 mm (theoretical) Environment requirements 182 -190 • Storage temperature:Max.: +60°C Min.: -20°C 180 -192 • Operating temperature:Max.: +40°C Min.: -5°C 178 -194 160 170 180 190 200 210 220 230 240 250 260 Frequency [kHz] ]V rep APµ1 er Bd[ )uS( ytivitisnes timsnarT ]Bd[ )M + uS( tireM fo erugiF ]mho[ )¦Z¦( ecnadepmI ]V rep APµ1 er Bd[ )M( ytivitisnes evieceR Rules for transducer 0 (CD017018H) handling -30 30 To secure the long life and accu- rate results, the transducer must -10 be handled correctly. A transducer must always be handled as a delicate item. -20 Wrongful actions may damage the transducer beyond repair. Observe these transducer -30 handling rules: • Do not activate the transducerwhen it is out of the water. • Do not handle the transducerroughly, avoid impacts. • Do not expose the transducer todirect sunlight or excessive heat. • Do not use high-pressure water, Beam patternsandblasting, metal tools, or strong solvents to clean the transducer face. • Do not damage the outer protec-tive skin on the transducer face. • Do not lift the transducer by thecable. • Do not step on the transducercable. • Do not damage the transducercable, avoid sharp objects. A B Installation principle • (A) Mounting ring, can be supplied byC Kongsberg Maritime • (B) Towed body’s hull plating • (C) Transducer • (D) Clamping ring • (E) BoltsD E (CD017010H) Connections to MacArtney SubConn socket FORWARD 1 1 2 B 1 8 2 The transducer connects to terminals 1 3 through 8 on a circular 8-pin Sub Conn socket. 2 3 2 4 7 3 This socket is used for some versions of the 1 4 3 5 6 WideBand Transceivers (WBT), WBT Mini and 7 6 4 WBT Tube. A 4 8 5 • (A) Transducer sean from above - observe Cthe sector locations relative to the forward direction! • (B) Terminals (CD0808_003_006) • (C) Transducer socket seen from outside0 24 8 120 2 . 0 2 6 . 5 7 88 Guide cam Forward M8. Depth 12mm. KONGSBERG MARITIME Switchboard: +47 815 73 700 SIMRAD Global support 24/7: +47 33 03 24 07 Strandpromenaden 50 E-mail sales: km.sales@km.kongsberg.com | The Simrad ES200-7CD is a split-beam transducer with a large bandwidth designed for fishery and research applications. It has a beamwidth of 7° at a nominal operational frequency of 200 kHz. This transducer is designed with four separate sectors and is capable of withstanding large water pressure, making it suitable for towed bodies or autonomous vehicles. The recommended installation method is through the hull using mounting and clamping rings provided. Optionally, the transducer can be mounted using brackets and M8 screws at the back of the transducer. The depth range of the ES200-7CD is 1500m and it has a maximum input power of 300W. It comes with a physical dimension of 120mm in diameter, 75mm in height, and is available with two different transducer cables. In addition to the standard delivery, optional items such as mounting hardware, clamping ring, and documents are available for separate order. The technical specifications and requirements provided are those valid when operating at the nominal frequency with all sectors excited simultaneously. Kongsberg Maritime works continuously to improve the quality and performance of the products. The technical specifications may be changed without prior notice, and the specifications refer to typical figures for the product. Performance, power, weight, outline dimensions, environment requirements, and rules for transducer handling are also provided. | Key Features - Wide-band split-beam transducer for fishery and research applications - Resonant frequency of 200 kHz - Frequency range of 160 to 260 kHz - Beamwidth of 7° - Depth rating of 1500m - Maximum input power of 300W - Physical dimensions: Diameter - 120mm, Height - 75mm - Optional items available for separate order: Mounting hardware, clamping ring, documents | Technical Specifications - Performance specifications: Resonant frequency - 200 kHz, Frequency range - 160 to 260 kHz, Beamwidth - 7°, Depth rating - 1500m, Figure of merit - -5 dB, Max. source level - 222 dB re µPa per 200 30V @ 1m, Transmit sensitivity (Su) - 184 dB re µPa per V @ 1m, Receive sensitivity (Mt) - -189 dB re 1 150 15V per µPa @ 1m, Sidelobe level - -25 dB, Back radiation level - -40 dB, Impedance (each sector) - 75 Ω - Power specifications: Max. input power - 300W, Max. pulse length - 16ms, Max. duty cycle - 1% - Weight and outline dimensions: Physical dimensions - Diameter: 120mm, Height: 75mm (body), Total height: 155mm, Weight - In air: 2kg (incl. 2m cable with SubConn), In water: 1kg, Cable length - 2m, Cable diameter - 12.4±0.5mm, Bending radius - Static: 100mm (theoretical), Dynamic: 185mm (theoretical) - Environment requirements: Storage temperature - Max.: +60°C, Min.: -20°C, Operating temperature - Max.: +40°C, Min.: -5°C - Rules for transducer handling: Various handling rules are provided to ensure the longevity and accuracy of the transducer.
https://www.kongsberg.com/maritime/products/commercial-fisheries/td/200-khz/es200-7cdk/ | Simrad ES200-7CDK | https://www.simrad.online/td_200/es200_7cdk/sales/es200_7cdk_ds_en_a4.pdf | Simrad ES200-7CDK SPLIT-BEAM TRANSDUCER The Simrad ES200-7CDK is a compact split-beam transducer of medium size, designed to be deployed on submerged platforms for underwa- ter science applications. The transducer comes in two versions, single beam and split-beam. The single-beam ES200-7CDK is depth rated for 1500m, while the split-beam ES200-7CDK comes in a 1500 m version and a 6000m version. The beamwidth is 7 degrees at a nominal frequency of 200 kHz. The transducer is designed with three separate sectors. KEY FEATURES The compact size and light weight of the transducer allows it to be • Split-beam transducer mounted on a large variety of subsea platforms. The transducer isfor underwater research provided with two meters cable, and the cable is terminated with an eight- applications pin male connector that fits directly into our range of subsea transceivers. • Nominal freqency is200 kHz The transducer is especially well suited for use with autonomous and • Frequency range: 160 to subsea products a such as the wideband autonomous transceiver (WBAT),260 kHz wideband transceiver (WBT) mini and WBT tube. • Beamwidth is 7° • Maximum input power is Order information250 W • Physical dimensions: To order any of the ES200-7CDK transducers contact your local dealer. IfDiameter: 90 mm you do not have a regular dealer, a list of all our distributors and dealers Height: 78 mm can be found on our website. Your dealer will also be able to help you with a detailed quotation including price and delivery information. Transducer • Deliverables:421258 Split-beam transducer, Included in the delivery: depth rating 1500 m • Transducer with cable and 8- or 484030 Split-beam transducer, 4-pin male connector depth rating 6000 m • Documents 423429 Single-beam transducer, depth rating 1500 m 429713/B ES200-7CDK Technical specifications -E2S200-7CDK Single-beam transducer, typical figures Kongsberg Maritime are continuously working to improve the quality and performance of our -3.5 products. The technical specifications may be changed without prior notice and the specifica- tions refer to typical figures for the product. Performance specifications -5 • Nominal frequency: 200 kHz • Frequency range: 160-260 kHz • Beamwidth: 7°-6.5 • Figure of merit: -5 dB • Maximum source level: 222 dB re µPa @ 1 m • Transmit sensitivity (Su): 178 dB µPa per V @1 m -8 • Receive sensitivity (Mt): -183 dB re 1 V per µPa 160 170 180 190 200 210 220 230 240 250 260@ 1 m Frequency [kHz] • Sidelobe level: -16 dB • Back radiation level: -40 dB • Impedance (each sector): 75 Ω125 30 Power specifications • Max. input power: 250 W • Max. pulse length: 8 ms 100 • Max. duty cycle: 1% 15Weight and outline dimensions 75 • Physical dimensions:Diameter: 90 mm 0 Height: 45 mm (body) Total height: 78 mm 50 • WeightIn air: 0.85 kg -15 In water: 0.57 kg (without cable) 25 • Cable length: 2 m • Bending radius:Static: 150 mm (theoretical) 0 -30 • Termination: 4-pin male subsea connector 160 170 180 190 200 210 220 230 240 250 260MCIL4M SubConn Frequency [kHz] Environment requirements • Storage temperature: 182 -180Max.: +60°C Min.: -20°C • Operating temperature:Max.: +40°C 180 -182 Min.: -5°C •Depth rating 178 -184 • Maximum depth: 1500m176 -186 174 -188 160 170 180 190 200 210 220 230 240 250 260 Frequency [kHz] ]mho[ )¦Z¦( ecnadepmI ]Bd[ )M + uS( tireM fo erugiF ]V rep APµ1 er Bd[ )uS( ytivitisnes timsnarT ]V rep APµ1 er Bd[ )M( ytivitisnes evieceR ES200-7CDK Split-beam transducer, typical figures Technical specifications The technical specifications and requirements 0 provided are those valid when operating at the nominal frequency with all sectors excited simultaneously. -1.5 Kongsberg Maritime are continuously working to improve the quality and performance of our products. The technical specifications may be changed without prior notice and the specifica- -3 tions refer to typical figures for the product. Performance specifications • Nominal frequency: 200 kHz -4.5 • Frequency range: 160-260 kHz • Beamwidth: 7° • Figure of merit: -3 dB-6 • Maximum source level: 222 dB re µPa @ 1 m160 170 180 190 200 210 220 230 240 250 260 • Transmit sensitivity (Su): 184 dB µPa per V @ Frequency [kHz]1 m • Receive sensitivity (Mt): -187 dB re 1 V per µPa100 30 @ 1 m • Sidelobe level: -16 dB • Back radiation level: -40 dB • Impedance (each sector): 75 Ω75 15 Power specifications • Max. input power: 250 W • Max. pulse length: 8 ms • Max. duty cycle: 1% 50 0Weight and outline dimensions • Physical dimensions:Diameter: 90 mm 25 -15 Height: 45 mm (body) Total height: 78 mm • WeightIn air: 0.85 kg 0 -30 160 170 180 190 200 210 220 230 240 250 260 In water: 0.57 kg (without cable) Frequency [kHz] • Cable length: 2 m • Bending radius:Static: 150 mm (theoretical) 188 -184 • Termination: 8-pin male subsea connectorMCIL8M SubConn Environment requirements 186 -186 • Storage temperature:Max.: +60°C Min.: -20°C 184 -188 • Operating temperature:Max.: +40°C Min.: -5°C 182 -190 Depth rating • Maximum depth:1500 m version 6000 m version 180 -192 160 170 180 190 200 210 220 230 240 250 260 Frequency [kHz] ]mho[ )¦Z¦( ecnadepmI ]Bd[ )M + uS( tireM fo erugiF ]V rep APµ1 er Bd[ )uS( ytivitisnes timsnarT ]V rep APµ1 er Bd[ )M( ytivitisnes evieceR Beam pattern at nominal frequency 0° 0 dB -30° -5 30° 1 1 -10 2 1 2 8 2 -15 3 3 -60° -- 22 50 60° 1 2 4 7 3 -30 5 FORWARD 3 -35 6 6 4 -40 7 -90° 90° 8 5 (CD0809_011_001) Connections to a SubConn socket for split-beam -120° 120° The transducer connects to terminals 1 through 8 on a circular 8-pin SubConn socket. This socket is used for the WBAT, WBT Mini and WBT Tube (WideBand -150° 150° Transceiver). 180° • (A) Transducer seen from top - observe the sector locations relative to theforward direction! • (B) Sectors • (C) TerminalsRules for transducer • (D) Transducer connector face view handling FORWARD To secure the long life and accu- rate results, the transducer must 1 4 1 1 2 be handled correctly. 1 3 4 A transducer must always be handled as a delicate item. 3 2 A C Wrongful actions may damage the transducer beyond repair. Observe these transducer handling rules: Connections to a SubConn socket for single-beam (CD0808_012_001) The transducer connects to terminals 1 through 8 on a circular 8-pin SubConn • Do not activate the transducer socket. This socket is used for the WBAT, WBT Mini and WBT Tube (WideBandwhen it is out of the water. Transceiver). • Do not handle the transducer • (A) Transducer seen from top - observe the sector locations relative to theroughly, avoid impacts. forward direction! • Do not expose the transducer to • (B) Sectorsdirect sunlight or excessive heat. • (C) Terminals • Do not use high-pressure water, • (D) Transducer connector seen face viewsandblasting, metal tools, or strong solvents to clean the transducer face. ø9 • Do not damage the outer protec- ø18tive skin on the transducer face. FORWARD • Do not lift the transducer by thecable. 33 • Do not step on the transducercable. 78 ø62 • Do not damage the transducercable, avoid sharp objects. 45 ø90 KONGSBERG MARITIME Switchboard: +47 815 73 700 SIMRAD Global support 24/7: +47 33 03 24 07 Strandpromenaden 50 E-mail sales: km.sales@km.kongsberg.com | The Simrad ES200-7CDK is a compact split-beam transducer designed for underwater science applications. It comes in two versions, single-beam with a depth rating of 1500m, and split-beam with versions rated for 1500 m and 6000m. The transducer operates at a nominal frequency of 200 kHz and is especially suited for use with autonomous and subsea products. It is compact, lightweight, and can be mounted on a variety of subsea platforms. The transducer is delivered with cable and features a termination with an eight-pin male connector that directly fits into a range of subsea transceivers. Additionally, the transducer can be ordered through local dealers or distributors, who can provide detailed quotations including price and delivery information. | The key features of the Simrad ES200-7CDK split-beam transducer include: - Compact size and light weight - Nominal frequency of 200 kHz - Suitable for use with autonomous and subsea products - Mountable on a variety of subsea platforms - Delivered with cable and termination featuring an eight-pin male connector - Available through local dealers or distributors | Nominal frequency: 200 kHz Frequency range: 160-260 kHz Beamwidth: 7 degrees Maximum input power: 250 W Physical dimensions: Diameter - 90 mm, Height - 78 mm, Cable length - 2 m Depth rating: 1500 m version, 6000 m version Storage temperature: -20°C to +60°C Operating temperature: -5°C to +40°C
https://www.kongsberg.com/maritime/products/commercial-fisheries/td/333-khz/simrad-es333-7c/ | Simrad ES333-7C | https://www.simrad.online/td_333/es333_7c/es333_7c_ds_en_a4.pdf | Simrad ES333-7C SPLIT-BEAM TRANSDUCER The Simrad ES333-7C is a wide-band split-beam transducer designed for fishery and research applications. The beamwidth is 7 degrees at a nominal operational frequency of 333 kHz. The transducer is designed having four separate sectors and transducers manufactured in 2021 and onwards include a sensor to measure the sea temperature. The transducer is normally mounted flush with the hull plating or the bottom of a blister. It is provided with an installation flange and using KEY FEATURES a clamping ring, it is secured to a mounting ring welded into the hull • Wide-band split-beam plating or the bottom of a blister. The transducer can also be flush-transducer for fishery and mounted at the bottom of a drop keel. The transducer cable penetrates the research applications hull using a stuffing tube and a cable gland. • Nominal freqency is333 kHz Order information • Frequency range: 280-450kHz To order the ES333-7C or any of the optional items provided with it, • Beamwidth is 7° contact your local dealer. If you do not have a regular dealer, a list of all • Maximum input power is our distributors and dealers can be found on our website. Your dealer200 W will also be able to help you with a detailed quotation including price • Physical dimensions: and delivery information. The transducer is available with two differentDiameter: 120 mm transducer cables. Height: 75 mm Transducer gasket and packing nut inserted • Order number: on the cable)322598 transducer with a 20 m open ended cable Optional items 428876 transducer with a 5 m cable fitted with a SubConn Order these optional items from MCIL8M Kongsberg Maritime, or manu- facture them yourself. These Included in all deliveries: items are not part of the stand- • Mounting hardware ard delivery. • Documents • ES7-200879 Clamping ring • ES7-204464 Mounting ringThe shipment includes • 382189 Transducer cable • Stuffing tube • Cable gland (washers, rubber329781/C ES333-7C Technical specifications The technical specifications -10 and requirements provided are those valid when operating at the nominal frequency with all -11 sectors excited simultaneously. Kongsberg Maritime is contin- -12 uously working to improve the quality and performance of our products. The technical specifi- -13 cations may be changed without prior notice and the specifications -14 refer to typical figures for the product. -15 Performance specifications • Nominal frequency: 333 kHz • Frequency range: 280-450 kHz-16 • Beamwidth: 7° 280 300 320 340 360 380 400 420 440 • Figure of merit: -11 dB Frequency [kHz] • Max. source level: 220 dB re µPaper V @ 1 m • Transmit sensitivity (Su): 183 dB 150 60re µPa per V @ 1 m • Receive sensitivity (Mt): -194 dBre 1 V per µPa @ 1 m 125 40 • Sidelobe level: -21 dB • Back radiation level: -40 dB100 20 • Impedance (each sector): 75 ΩPower specifications 75 0 • Max. input power: 200 W • Max. pulse length: 16 ms • Max. duty cycle: 1 %50 -20 Weight and outline dimensions 25 -40 • Physical dimensions:Diameter: 120 mm Height: 75 mm (body) 0 -60 Total height: 155 mm 280 300 320 340 360 380 400 420 440 Frequency [kHz] • WeightIn air: 5,0 kg (incl. 20 m cable) In air: 2,3 kg (incl. 5 m cable with 186 -190 SubConn) In water: 1,0 kg (ex. cable) • Cable length:20 m and open-end termination 184 -192 5 m and SubConn connector • Cable diameter: 12.4 mm /9 mm • Bending radius:Static: 100 mm (theoretical) 182 -194 Dynamic: 185 mm (theoretical) Environment requirements • Depth rating: 20 meters180 -196 • Storage temperature:Max.: +60°C Min.: -20°C • Operating temperature:178 -198 Max.: +40°C 280 300 320 340 360 380 400 420 440 Min.: -5°C Frequency [kHz] ]Bd[ )M + uS( tireM fo erugiF ]mho[ )¦Z¦( ecnadepmI ]V rep APµ1 er Bd[ )uS( ytivitisnes timsnarT ]V rep APµ1 er Bd[ )M( ytivitisnes evieceR Rules for transducer (CD017027-001) 0 handling To secure the long life and accu- -30 30 rate results, the transducer must -10 be handled correctly. A transducer must always be handled like a delicate item. -20 Wrongful actions may damage the transducer beyond repair. Observe these transducer -30 handling rules: • Do not activate the transducerwhen it is out of the water. • Do not handle the transducerroughly, avoid impacts. • Do not expose the transducer todirect sunlight or excessive heat. • Do not use high-pressure water,sandblasting, metal tools, or Beam pattern strong solvents to clean the E transducer face. E • Do not damage the outer protec-tive skin on the transducer face. • Do not lift the transducer by thecable. A • Do not step on the transducercable. • Do not damage the transducercable, avoid sharp objects. B (CD017010B) F Installation principle G • (A) Steel blister, must be manufactured by theshipyard • (B) Mounting ring, can be supplied byKongsberg Maritime • (C) Clamping ring, can be supplied byKongsberg Maritime C • (D) Guide to indicate “Forward”D • (E) Air outlet • (F) Forward • (G) Transducer cableConnections • Sector 1Black cable to terminal J White cable to terminal H • Sector 2Black cable to terminal F Green cable to terminal E • Sector 3Black cable to terminal D Yellow cable to terminal C • Sector 4Black cable to terminal B Connections to Amphenol (WBT/GPT) socket Blue cable to terminal A • Digital output: Red cable to termi- The transducer connects to terminals A through N on a circular 12-pin Amphenolnal L socket (part number 099-133981). This socket is used on the General Purpose • Digital ground: Black cable to Transceiver (GPT), and on some versions of the Wide Band Transceiver (WBT).terminal M • (A) Transducer seen from above - observe the sector locations relative to the • Screen: Screen to terminal N and forward direction!plug housing • (B) Sectors • (C) Terminals • (D) Transducer socket seen from the outsideB FORWARD 1 1 2 1 8 2 3 2 3 2 4 7 3 1 4 3 5 6 7 6 4 4 A 8 5 C (CD0808_003_006) Connections to MacArtney SubConn socket The transducer connects to terminals 1 through 8 on a circular 8-pin Sub Conn socket. This socket is used for some versions of the WideBand Transceivers (WBT), WBT Mini and WBT Tube. • (A) Transducer sean from above - observe the sector locations relative to theforward direction! • (B) Terminals • (C) Transducer socket seen from outsideSplit-beam transducer to single-beam output FORWARD 4 A B A N A split-beam transducer can be connected 2 3 3 DC CB M L to sockets A&B , C&D; E&F or J&H to enable the transducer to be used as a single-beam 1 4 2 E F D E JK F H transducer. H 1 J The cable screen must be connected to the L housing on the transducer plug and to terminal M N. N KONGSBERG MARITIME Switchboard: +47 815 73 700 SIMRAD Global support 24/7: +47 33 03 24 07 Strandpromenaden 50 E-mail sales: km.sales@km.kongsberg.com | The Simrad ES333-7C is a wide-band split-beam transducer designed for fishery and research applications. It has a beamwidth of 7 degrees at a nominal operational frequency of 333 kHz. The transducer, manufactured in 2021 and onwards, includes a sensor to measure the sea temperature. It is normally mounted flush with the hull plating or the bottom of a blister and is provided with an installation flange. The transducer can also be mounted at the bottom of a drop keel, with the cable penetrating the hull using a stuffing tube and a cable gland. The shipment includes mounting hardware, documents, stuffing tube, cable gland, transducer cable, transducer gasket, and packing nut. | Key Features for the Simrad ES333-7C are as follows: - Wide-band split-beam transducer for fishery and research applications - Nominal frequency of 333 kHz - Frequency range of 280-450 kHz - Beamwidth of 7 degrees - Maximum input power of 200 W - Physical dimensions: Diameter - 120 mm, Height - 75 mm - Available with two different transducer cables: 20 m open ended cable and 5 m cable fitted with a SubConn - Optional items included in all deliveries: Mounting hardware, documents, clamping ring, mounting ring, and transducer cable | Technical specifications for the Simrad ES333-7C transducer are as follows: - Performance specifications: Nominal frequency of 333 kHz, Frequency range of 280-450 kHz, Beamwidth of 7 degrees, Figure of merit at -11 dB, Max. source level of 220 dB re µPaper V @ 1 m, Transmit sensitivity (Su) of 183 dB re µPa per V @ 1 m, Receive sensitivity (Mt) at -194 dB re 1 V per µPa @ 1 m, Sidelobe level at -21 dB, Back radiation level at -40 dB, Impedance of 75 Ω for each sector, Max. input power of 200 W, Max. pulse length of 16 ms, Max. duty cycle of 1% - Weight and outline dimensions: In air - 5.0 kg (incl. 20 m cable), In air - 2.3 kg (incl. 5 m cable with SubConn), In water - 1.0 kg (ex. cable), Cable length of 20 m and open-end termination, 5 m and SubConn connector, Cable diameter of 12.4 mm /9 mm, Static bending radius of 100 mm (theoretical), Dynamic bending radius of 185 mm (theoretical) - Environment requirements: Depth rating of 20 meters, Storage temperature: Max. +60°C, Min. -20°C, Operating temperature: Max. +40°C, Min. -5°C - Rules for transducer handling: Includes guidelines for correct handling and precautions - Installation principle: Explains the installation process and components required - Connections: Provides detailed information on the connection points and configurations
https://www.kongsberg.com/maritime/products/commercial-fisheries/td/333-khz/simrad-es333-7cd/ | Simrad ES333-7CD | https://simrad.online/td_333/es333_7cd/es333_7cd_ds_en_a4.pdf | Simrad ES333-7CD DEPTH-RATED SPLIT-BEAM TRANSDUCER The Simrad ES333-7CD is a split-beam transducer with a large bandwidth designed for fishery and research applications. The beamwidth is 7° at a nominal operational frequency of 333 kHz. The transducer is designed having four separate sectors. The ES333-7CD transducer has been designed to withstand a large water pressure, and is therefore well suited for towed bodies or atuonomous KEY FEATURES vehicles. The recommended installation method is through the hull • Wide-band split-beam plating using mounting and clamping rings provided. Alternatively thetransducer for fishery transducer is mounted using brackets and M8 screws at the back of the and fishery research transducer. applications • Resonant freqency is 333 Order informationkHz • Frequency rate: 280 to To order the ES333-7CD or any of the optional items provided with it,450 kHz contact your local dealer. If you do not have a regular dealer, a list of all • Depth range is 1500 m our distributors and dealers can be found on our website. Your dealer • Beamwidth is 7° will also be able to help you with a detailed quotation including price • Maximum input power is and delivery information. The transducer is available with two different200 W transducer cables. • Physical dimensions:Diameter: 120 mm Height: 75 mm Transducer Optional items • Order number: Order these optional items from418886 transducer with a 2 m Kongsberg Maritime, or manu- cable using a SubConn connector facture them yourself. These Included in all deliveries: items are not part of the stand- • Mounting hardware ard delivery. • Documents • ES2-200879 Clamping ring • ES2-204464 Mounting ring329782/B ES333-7CD Technical specifications -8 The technical specifications and requirements provided are those valid when operating at the nominal frequency with all sectors excited -11 simultaneously. Kongsberg Maritime are continu- ously working to improve the quality -14 and performance of our products. The technical specifications may be changed without prior notice and the specifications refers to typical figures -17 for the product. Performance specifications • Resonant frequency: 333 kHz-20 • Frequency range: 280 to 450 kHz 280 300 320 340 360 380 400 420 440 • Beamwidth: 7° Frequency [kHz] • Depth rating: 1500 m • Figure of merit: -11 dB • Max. source level: 220 dB re µPa per 150 75V @ 1 m • Transmit sensitivity (Su): 183 dB re125 50 µPa per V @ 1 m • Receive sensitivity (Mt): -194 dB re 1V per µPa @ 1 m 100 25 • Sidelobe level: -25 dB • Back radiation level: -35 dB • Impedance (each sector): 75 Ω 75 0Power specifications 50 -25 • Max. input power: 200 W • Max. pulse length: 16 ms • Max. duty cycle: 1 % 25 -50Weight and outline dimensions • Physical dimensions: 0 -75280 300 320 340 360 380 400 420 440 Diameter: 120 mm Frequency [kHz] Height: 61 mm (body) Total height: 75 mm • WeightIn air: 2 kg (incl. 2 m cable with 185 -188 SubConn) In water: 1 kg • Cable length: -1902 m and SubConn connector 183 • Cable diameter: 12.4±0.5 mm-192 • Bending radius:Static: 100 mm (theoretical) Dynamic: 185 mm (theoretical) 181 -194 Environment requirements • Storage temperature:-196 Max.: +60°C Min.: -20°C 179 • Operating temperature: -198Max.: +40°C Min.: -5°C 177 -200 280 300 320 340 360 380 400 420 440 Frequency [kHz] ]V rep APµ1 er Bd[ )uS( ytivitisnes timsnarT ]Bd[ )M + uS( tireM fo erugiF ]mho[ )¦Z¦( ecnadepmI ]V rep APµ1 er Bd[ )M( ytivitisnes evieceR Rules for transducer handling To secure the long life and accu- rate results, the transducer must be handled correctly. A transducer must always be handled as a delicate item. Wrongful actions may damage the transducer beyond repair. Observe these transducer handling rules: • Do not activate the transducerwhen it is out of the water. • Do not handle the transducerroughly, avoid impacts. • Do not expose the transducer todirect sunlight or excessive heat. • Do not use high-pressure water, Beam patternsandblasting, metal tools, or strong solvents to clean the transducer face. • Do not damage the outer protec-tive skin on the transducer face. • Do not lift the transducer by thecable. • Do not step on the transducercable. • Do not damage the transducercable, avoid sharp objects. A B Installation principle • (A) Mounting ring, can be supplied byC Kongsberg Maritime • (B) Towed body’s hull plating • (C) Transducer • (D) Clamping ring • (E) BoltsD E (CD017010H) Connections to MacArtney SubConn socket FORWARD 1 1 2 B 1 8 2 The transducer connects to terminals 1 3 through 8 on a circular 8-pin Sub Conn socket. 2 3 2 4 7 3 This socket is used for some versions of the 1 4 3 5 6 WideBand Transceivers (WBT), WBT Mini and 7 6 4 WBT Tube. A 4 8 5 • (A) Transducer sean from above - observe Cthe sector locations relative to the forward direction! • (B) Terminals (CD0808_003_006) • (C) Transducer socket seen from outside0 24 8 120 2 . 0 2 6 . 5 7 88 Guide cam Forward M8. Depth 12mm. KONGSBERG MARITIME Switchboard: +47 815 73 700 SIMRAD Global support 24/7: +47 33 03 24 07 Strandpromenaden 50 E-mail sales: km.sales@km.kongsberg.com | The Simrad ES333-7CD is a split-beam transducer with a large bandwidth designed for fishery and research applications. It operates at a nominal frequency of 333 kHz with a beamwidth of 7°. With four separate sectors, it is capable of withstanding large water pressure, making it suitable for towed bodies or autonomous vehicles. The recommended installation method is through the hull, using mounting and clamping rings provided. Additionally, optional items such as clamping rings and mounting rings can be ordered separately. The technical specifications and requirements provided are those valid when operating at the nominal frequency with all sectors excited simultaneously. Performance specifications include a depth rating of 1500 m, resonant frequency of 333 kHz, and a maximum input power of 200 W. The product comes with environment requirements for storage and operating temperatures, and rules for transducer handling to ensure longevity and accurate results. The installation principle involves the use of mounting rings supplied by Kongsberg Maritime and connections to MacArtney SubConn socket for the transducer. | Key Features: - Wide-band split-beam transducer for fishery and research applications - Resonant frequency: 333 kHz - Frequency range: 280 to 450 kHz - Depth range: 1500 m - Beamwidth: 7° - Maximum input power: 200 W - Physical dimensions: Diameter: 120 mm, Height: 75 mm - Environment requirements for storage and operating temperatures - Rules for transducer handling - Installation principle involving mounting rings supplied by Kongsberg Maritime and connections to MacArtney SubConn socket | Technical Specifications: - Resonant frequency: 333 kHz - Frequency range: 280 to 450 kHz - Beamwidth: 7° - Depth rating: 1500 m - Max. source level: 220 dB re µPa per 150V @ 1 m - Transmit sensitivity (Su): 183 dB re 125 µPa per V @ 1 m - Receive sensitivity (Mt): -194 dB re 1V per µPa @ 1 m - Sidelobe level: -25 dB - Back radiation level: -35 dB - Impedance (each sector): 75 Ω - Max. input power: 200 W - Max. pulse length: 16 ms - Max. duty cycle: 1% - Physical dimensions: Diameter: 120 mm, Height: 61 mm (body), Total height: 75 mm - Weight: In air: 2 kg (incl. 2 m cable with SubConn), In water: 1 kg - Cable length: 2 m and SubConn connector - Cable diameter: 12.4 ± 0.5 mm - Bending radius: Static: 100 mm (theoretical), Dynamic: 185 mm (theoretical) - Environment requirements: Storage temperature: Max.: +60°C, Min.: -20°C, Operating temperature: Max.: +40°C, Min.: -5°C
https://www.kongsberg.com/maritime/products/commercial-fisheries/td/333-khz/es333-7cdk/ | Simrad ES333-7CDK | https://www.kongsberg.com/globalassets/discovery/simrad/transducers/es333/429710aa_es333_7cdk_split_data_sheet_english.pdf | Simrad ES333-7CDK Split Split beam transducer The Simrad ES333-7CDK Split is a compact composite split-beam transducer. It is rated for maximum 1500 The transducer is thus especially meters depth, and offers three well suited for use with autonomous individual sectors. The transducer and subsea products such as the is designed to be deployed on WBAT (Wide Band Autonomous submerged platforms for underwater Transceiver), WBT Mini and WBT science applications. Tube. The beamwidth is 7 degrees at its nominal operational frequency. Order information Transducer The compact size and light weight To order the ES333–7CDK Split, • Order number: 421259 of the transducer allows it to be contact your local dealer. If you do mounted on a large variety of subsea not have a regular dealer, a list of all In the box platforms. The transducer is provided our distributors and dealers can be • Transducer with cable and 8-pin with two meters cable, and the cable found on our website. Your dealer male connector is terminated with an eight-pin male will also be able to help you with a • Documents connector that fits directly into our detailed quotation including price and range of subsea transceivers. delivery information. TECHNOLOGY FOR SUSTAINABLE FISHERIES www.simrad.com Simrad ES333-7CDK Split Impedance / Phase Technical specifications 300 90 The technical specifications and requirements provided are design values when operating with all sectors excited simultaneously. 250 60 In Kongsberg Maritime, we are continuously working to improve the quality and performance of our products. The technical 200 30 m] specifications may be changed without prior oh g] n Po eti rc fe o. rmance specifications ance (¦Z¦) [ 150 0 ase (φ) [de • Nominal frequency: 333 kHz ed Php m • Frequency range: 270 to 445 kHz I100 -30The following specifications are valid for the nominal frequency. 50 -60 • Beamwidth: 7 degrees¦Z¦ • Equivalent two-way beam angle: φ10 log Ψ: -21dB 0 -90 200 250 300 350 400 450 500 • Figure of merit(Su+Mv): -15 dB Frequency [kHz] • Maximum sourcelevel: 217 dB re µPa @ 1 m • Transmit sensitivity (Su): Transmit / Receive sensitivity187 -188 180 dB re µPa per V @ 1 m • Receive sensitivity (Mv): 185 -189 •S–1 id9 e4 l od bB e r le e v1 e lV : –p 1e 6r µ dBPa @ 1 m per V] 183 -190 µPa] • Back radiation level: –30 dBPa 181 -191 per µ V •P owIm ep re sd pa enc ce ifi ( ce aac tih o s ne sc t (o mr) a: x7 i5 m O uh mm ) 1 Su) [dB re 1 17 79 7 -- 11 99 32 M) [dB re 1 • Input power: 100 W y( y ( • Pulse length: 8 mssitivit 175 -194 t si ivit n n • Duty cycle: 1 % se semit 173 -195 ve s ei n c Weight and outline dimensions Tra 171 -196 Re • Physical dimensions Su169 M -197 Diameter: 66 mm Height: 38 mm (body) 167 -198 200 250 300 350 400 450 500 Total height: 78 mm Frequency [kHz] • WeightIn air: 0.55 kg In water: 0.42 kg • Cable length: 2 meters Environmental requirements Depth rating • Termination: 8-pin male subsea • Storage temperature • Maximum 1500 metersconnector MCIL8M (MacArtney) Maximum: +50°C • Nominal cable bending radius: Minimum: –20°C150 mm (theoretical) • Operating temperature Maximum: +40°C Minimum: -5°C Simrad ES333-7CDK Split Figure of Merit -10 Rules for transducer handling -12 To secure long life and accurate results, the transducer must be handled correctly. -14 B] A transducer must always d M) [ be handled as a delicate item. u+-16 Wrongful actions may damage S erit ( the transducer beyond repair. M Observe these transducer of -18 e handling rules: ur Fig • Do not activate the transducer -20 when it is out of the water. • Do not handle the transducerroughly, avoid impacts. -22 • Do not expose the transducerto direct sunlight or excessive -24 heat. 200 250 300 350 400 450 500 • Do not use high pressureFrequency [kHz] water, sand blasting, metal Beam pattern at nominal frequency tools or strong solvents to 0° 0 dB clean the transducer face. -30° -5 30° • Do not damage the outer protective skin on the -10 transducer face. -15 • Do not lift the transducer by-20 the cable. -60° 60° -25 • Do not step on the transducer cable. -30 • Do not damage the transducer-35 cable, avoid sharp objects. -40 -90° 90° -120° 120° -150° 150° 180° Simrad ES333-7CDK Split 1 1 2 1 8 2 2 3 3 2 1 4 7 3 5 FORWARD 3 6 6 4 7 5 8 (CD0809_011_001) Connections The transducer cable is terminated with an 8-pin subsea connector. ø9 A Transducer seen from top. ø18 Observe the sector locations relative to the forward direction! B Sectors C Pin numbers on the connector 40 D Male face view of the connector Cable colours 78 Sector 1: • Black cable to pin 1 • White cable to pin 2 38Sector 2: • Red cable to pin 3 • Green cable to pin 4Sector 3: ø66 • Orange cable to pin 5 • Blue cable to pin 6FORWARD 3 x M8 thread depth minimum 10 mm ø40 All measurements in mm. 429710 / Rev.A / November 2017 The drawing is not in scale. [416369 Simrad Information may be omitted. Observe the source drawing for additional details. CD12_416369_0 KongsbergMaritimeAS Telephone:+4733034000 | The Simrad ES333-7CDK Split is a compact composite split-beam transducer that offers a maximum depth rating of 1500 meters and three individual sectors. It is well suited for use with autonomous subsea products and can be deployed on submerged platforms for underwater science applications. The transducer's nominal operational frequency is 333 kHz, and it has a beamwidth of 7 degrees. It comes with a two-meter cable terminated with an eight-pin male connector, suitable for a variety of subsea platforms. To order the ES333–7CDK Split, contact your local dealer or find distributors and dealers on the official website. The technical specifications and requirements provided are design values when operating with all sectors excited simultaneously. The transducer's technology is aimed at supporting sustainable fisheries. | Key Features: - Compact composite split-beam transducer - Maximum depth rating of 1500 meters - Three individual sectors - Nominal operational frequency of 333 kHz - Beamwidth of 7 degrees - Two-meter cable terminated with an eight-pin male connector - Suitable for a variety of subsea platforms - Technology for sustainable fisheries | Technical Specifications: - Nominal frequency: 333 kHz - Frequency range: 270 to 445 kHz - Beamwidth: 7 degrees - Equivalent two-way beam angle: φ10 log Ψ: -21dB - Figure of merit(Su+Mv): -15 dB - Maximum source level: 217 dB re µPa @ 1 m - Transmit sensitivity (Su): 180 dB re µPa per V @ 1 m - Receive sensitivity (Mv): 185 - 189 µPa - Back radiation level: -30 dBPa per µV - Input power: 100 W - Pulse length: 8 ms - Duty cycle: 1 % - Physical dimensions: Diameter - 66 mm, Height - 38 mm (body), Total height - 78 mm - Weight: In air - 0.55 kg, In water - 0.42 kg - Cable length: 2 meters - Termination: 8-pin male subsea connector MCIL8M (MacArtney) - Nominal cable bending radius: 150 mm (theoretical) - Environmental requirements: Storage temperature - Maximum: +50°C, Minimum: –20°C; Operating temperature - Maximum: +40°C, Minimum: -5°C - Rules for transducer handling
https://www.kongsberg.com/maritime/products/commercial-fisheries/td/simrad-38khz-transducers/es38-10/ | Simrad ES38-10 | https://www.simrad.online/td_038/es38_10/sales/es38_10_ds_en_a4.pdf | Simrad ES38-10 SPLIT-BEAM TRANSDUCER The Simrad ES38-10 is a split-beam transducer of medium size, designed for fishery and fishery research applications. The beamwidth is 10 degrees at a operational frequency of 38 kHz. The transducer is designed with three separate sectors and for transducers manufactured later than 2021 it also includes a sensor to measure sea temperature. The transducer is normally mounted flush with the hull plating or the bottom of a blister. It is provided with an installation flange, and by means KEY FEATURES of a clamping ring, it is secured to a mounting ring welded into the hull • Split-beam transducer plating or the bottom of a blister. The clamping ring is provided with thefor fishery and fishery transducer and already fitted. research applications • Operating freqency is The transducer can also be flush mounted at the bottom of a drop keel.38 kHz • Beamwidth is 10 degrees The transducer cable penetrates the hull using a stuffing tube and a cable • Maximum input power is gland.1500 W • Physical dimensions: Order informationDiameter: 340 mm Height: 150 mm To order the ES38-10 or any of the optional items provided with it, contact your local dealer. If you do not have a regular dealer, a list of all our distributors and dealers can be found on our website. Your dealer will also be able to help you with a detailed quotation including price and delivery information. Transducer • Mounting hardware • Deliverables: • DocumentsKSV-202714 transducer w/20 m cable Optional items • 430162 transducer with 5 mcable and SubConn connector These optional items are available for any installation of the trans- Included in the delivery ducer and not part of the delivery. KSV-202714: • Mounting ring: 499-203336 • Transducer • Transducer cable: 382189 (Use • Stuffing tube this part number for transducer • Cable gland (washers, rubber cable if the cable included is toogasket and packing nut inserted short for your purposes) 164404/C on the cable) ES38-10 Technical specifications The following specifications are valid when all three sectors are excited. The technical specifications may be changed without prior notice due to continuous improvements. Performance specifications • Operating frequency: 38 kHzThe following specifications are valid for operational frequency • Beamwidth: 10° • Figure of merit: +4 dB • Maximum source level: 230 dBre µPa @ 1 m • Transmit sensitivity (Su): 181 dBµPa per V @ 1 m • Receive sensitivity (Mt): -177 dBre 1 V per µPa @ 1 m • Sidelobe level: -23 dB • Back radiation level: -30 dB • Impedance (each sector): 70 ΩPower specifications • Max. input power: 1500 W • Max. pulse length: 16 ms • Max. duty cycle: 1%Weight and outline dimensions • Physical dimensions:Diameter: 340 mm Height: 100 mm (body) Total height: 150 mm • WeightIn air: 18 kg (w/20 m cable) ø310 In water: 8.5 kg (without cable) • Cable length: 20/40 meters • Bending radius:Static: 100 mm (theoretical) Dynamic: 180 mm (theoretical) Environment requirements • Storage temperature: ø340Max.: +60°C Min.: -20°C • Operating temperature: ø150Max.: +40°C Min.: -5°C ø12 150 100 ø18 ø336.5 (CD017015E) Rules for transducer E B handling E D To secure the long life and accu- rate results, the transducer must A be handled correctly. F A transducer must always be handled as a delicate item. B I Wrongful actions may damage the transducer beyond repair. Observe these transducer handling rules: G • Do not activate the transducerwhen it is out of the water. • Do not handle the transducerroughly, avoid impacts. C • Do not expose the transducer todirect sunlight or excessive heat. H • Do not use high-pressure water,sandblasting, metal tools, or strong solvents to clean the transducer face. • Do not damage the outer protec-tive skin on the transducer face. • Do not lift the transducer by thecable. • Do not step on the transducer Installation principlescable. • (A) Steel blister, must be manufactured by the shipyard • Do not damage the transducer • (B) Mounting ringcable, avoid sharp objects. • (C) Bolt (M10x100, maximum torque 31 Nm) • (D) Self-locking threads • (E) Air outlet • (F) Forward • (G) Transducer cable • (H) Observe the marking on the transducer that identifies “forward” • (I) Water drainageFor more information regarding installation, refer to the ES38-10 Installation manual Connections A FORWARD • Sector 1 BWhite cable to terminal H A N 2 3 C B M Black cable to terminal J D C L • Sector 2 3E D K Green cable to terminal E 1 2 F E J Black cable to terminal F F H H • Sector 3 1A J Yellow cable to terminal C L Black cable to terminal D M • Digital output: Red cable toterminal N • Digital ground: Black cable to (CD0808_003_007)terminal M • Cable screen: Screen to terminal Connections to a circular transducer socketN and plug housing The transducer connects to terminals A through N on a circular 12-pin Amphenol socket (part The cable screen must be connected number 099-133981). This socket is used for the General Purpose Transceiver (GPT), and for to the housing on the transducer some versions of the Wide Band Transceiver (WBT) plug and to terminal N • (A) Transducer seen from top - observe the sector locations relative to the forward direction! • (B) Sectors • (C) Terminals • (D) Transducer socket seen from outside1 1 1 2 8 2 FORWARD 3 2 2 4 3 7 3 1 5 3 6 A 7 6 4 8 5 (CD0808_004_002) Connections to a SubConn socket The transducer connects to terminals 1 through 8 on a circular 8-pin SubConn socket. This socket is used for the General Purpose Transceiver (GPT), and for some versions of the Wide Band Transceiver (WBT) • (A) Transducer seen from top - observe the sector locations relative to the forward direction! • (B) Sectors • (C) Terminals • (D) Transducer socket seen from outsideKONGSBERG MARITIME Switchboard: +47 815 73 700 SIMRAD Global support 24/7: +47 33 03 24 07 Strandpromenaden 50 E-mail sales: km.sales@km.kongsberg.com | The Simrad ES38-10 is a split-beam transducer of medium size, designed for fishery and fishery research applications. It is designed with three separate sectors and for transducers manufactured later than 2021 it also includes a sensor to measure sea temperature. The transducer can be mounted flush with the hull plating or the bottom of a blister, and it comes with an installation flange and clamping ring for secure mounting. Optional items such as transducer cable with SubConn connector and mounting ring are available for separate purchase. The technical specifications of the transducer are subject to change without prior notice due to continuous improvements. | Key features of the Simrad ES38-10 include: - Designed for fishery and fishery research applications - Operating frequency of 38 kHz - Beamwidth of 10 degrees - Maximum input power of 1500 W - Physical dimensions: Diameter of 340 mm, Height of 150 mm | Technical specifications of the Simrad ES38-10 include: - Operating frequency: 38 kHz - Beamwidth: 10° - Maximum source level: 230 dBre µPa @ 1 m - Max. input power: 1500 W - Physical dimensions: Diameter of 340 mm, Height of 100 mm (body), Total height of 150 mm - Weight: In air: 18 kg (w/20 m cable), In water: 8.5 kg (without cable) - Cable length: 20/40 meters - Storage temperature: Max.: +60°C, Min.: -20°C - Operating temperature: Max.: +40°C, Min.: -5°C
https://www.kongsberg.com/maritime/products/commercial-fisheries/td/simrad-38khz-transducers/es38_12/ | Simrad ES38-12 | https://www.simrad.online/td_038/es38_12/sales/es38_12_ds_en_a4.pdf | Simrad ES38-12 Split beam echo sounder transducer Introduction The Simrad ES38-12 is a split- beam transducer incorporating 32 piezo-ceramic elements distributed over four quadrants. Order numbers Transducer: KSV-111497 Mounting plate: 499-111492(*) (*) This item must be ordered separately. Technical specifications The following specifications are valid when all four quadrants are wired in parallel. Note that the specifications may be altered without prior notice. • Resonant frequency: 38 kHz • Circular beamwidth: 12 ±2° • Directivity: 210 ±20% • Equivalent two-waybeam angle: 0.027 ±20% dB • Side lobes: ≤ -17 dB • Back radiation: ≤ -26 dB • Nominal impedance: 15 Ω(Each quadrant: 60 Ω) -10 • Transmitting response:180.5 ±2 dB re 1μPa per V • Receiving sensitivity, opencircuit: -182,5 ±3 dB re 1V per μPa -20 • Electro-acoustic efficiency: 60% • Max. pulse power input:Hull mounted: 1000 W -30 In towed body: 1500 W SusceptanceB(mS) • Max. continuous input: 20 W1 75 • Max. transducer depth: 150 m • Cable length: 20 m 35kHz -4050 • Cable diameter: 10,6 mm • Weight without cable: 12 kg45 • Storage temperature:25 -20° to +55°C 30 40 0 (CD017030-005) 25 50 75 1) The ping rate (pings per second) multiplied ConductanceG(mS) (CD017030-006) with the pulse duration (in seconds), and then Admittance Beam pattern multiplied with the power output, must be less than 20 W. www.simrad.com T E C H N O L O G Y F O R S U S T A I N A B L E F I S H E R I E S Simrad ES38-12 Outline dimensions All dimensions in mm 250 80 138 47 166 (CD017030-003) 316 Installation principle A Mounting plate B Steel blister C Transducer D Bolt, penetrates transducer and secures it to the mounting plate E Transducer cable, must run in cable conduit For more information regarding the installation, refer to the Simrad ES38-12 Installation manual. (CD017030-004) 164276 / Rev.C / February 2010 Simrad KongsbergMaritimeAS Telephone:+4733034000 | The Simrad ES38-12 is a split-beam echo sounder transducer that incorporates 32 piezo-ceramic elements distributed over four quadrants. The transducer's resonant frequency is 38 kHz with a circular beamwidth of 12 ±2° and a directivity of 210 ±20%. The equivalent two-way beam angle is 0.027 ±20% dB with side lobes of ≤ -17 dB and back radiation of ≤ -26 dB. The nominal impedance is 15 Ω, with each quadrant having 60 Ω impedance. The transmitting response is 180.5 ±2 dB re 1μPa per V, while the receiving sensitivity, open circuit, is -182.5 ±3 dB re 1V per μPa. The electro-acoustic efficiency is 60% with a max pulse power input of 1000 W when hull-mounted and 1500 W in a towed body. The transducer can operate at a maximum continuous input of 20 W and has a maximum depth of 150 m. The cable length is 20 m, the diameter is 10.6 mm, and the weight without the cable is 12 kg. The storage temperature range is from -20° to +55°C. | Split-beam transducer 32 piezo-ceramic elements Resonant frequency of 38 kHz Circular beamwidth of 12 ±2° Directivity of 210 ±20% Equivalent two-way beam angle of 0.027 ±20% dB Side lobes of ≤ -17 dB Back radiation of ≤ -26 dB Nominal impedance of 15 Ω Transmitting response of 180.5 ±2 dB re 1μPa per V Receiving sensitivity, open circuit, of -182,5 ±3 dB re 1V per μPa Electro-acoustic efficiency of 60% Max pulse power input of 1000 W when hull-mounted and 1500 W in a towed body Max continuous input of 20 W Maximum depth of 150 m Cable length of 20 m Cable diameter of 10.6 mm Weight without cable is 12 kg Storage temperature range from -20° to +55°C | Resonant frequency: 38 kHz Circular beamwidth: 12 ±2° Directivity: 210 ±20% Equivalent two-way beam angle: 0.027 ±20% dB Side lobes: ≤ -17 dB Back radiation: ≤ -26 dB Nominal impedance: 15 Ω(Each quadrant: 60 Ω) Transmitting response: 180.5 ±2 dB re 1μPa per V Receiving sensitivity, open circuit: -182.5 ±3 dB re 1V per μPa Electro-acoustic efficiency: 60% Max. pulse power input: Hull mounted: 1000 W, In towed body: 1500 W Max. continuous input: 20 W Max. transducer depth: 150 m Cable length: 20 m Cable diameter: 10.6 mm Weight without cable: 12 kg Storage temperature: -20° to +55°C
https://www.kongsberg.com/maritime/products/commercial-fisheries/td/simrad-38khz-transducers/es38-18-200-18c/ | Simrad ES38-18/200-18C | https://www.simrad.online/td_038/es38_18_200_18c/sales/es38_18_200_18c_ds_en.pdf | COMBI-SPLIT TRANSDUCER ES38-18/200-18C The ES38-18/200-18C is a combined transducer operating at two frequen- cies. It has a large bandwidth designed for fishery and research applica- KEY FEATURES tions. The trandsucer includes two different transducers, a single-beam • Wide-band split-beam and a three-sector split-beam transducer. These can be operated simul-transducer for fishery taneously. The beamwidth remains 18° for both split-beam and single- and fishery research beam transducer operation. For the split-beam transducer the operating applications frequency is 38 kHz, for single-beam operation the operating frequency is • Nominal freqency 200 kHz.Split-beam: 38 kHz Single-beam:200 kHz The compact size and light weight of the transducer allows it to be • Frequency range mounted on a large variety of subsea platforms. The transducer isSingle-beam: 190-230 kHz provided with a subsea cable having two different terminations. Option Split-beam: 35-45 kHz one provides and 8-pin male MCIL8M connector especially well suited for • Depth rate is 20 m WBT Mini and EK80 Portable. Option two provides an open-ended cable. • Beamwidths are 18° • Max. transmit power Order informationSingle-beam:200 W Split-beam: 500 W To order the ES38-18/200-18C transducer contact your local dealer or use • Physical dimensions: our websiteLength: 416 mm Width: 172 mm https://www.kongsberg.com/es38-18-200-18c Height: 94 mm Transducer Order number: Included in all deliveries: 398445 transducer with open • Transducer with a 5 m cable with ended cable a subConn connector or a 20 m 430161 transducer with 8-pin open-ended cable. MCIL8M SubConn termination • Test Report 430754/B ES38-18/200-18C 38 kHz split-beam transducer, typical figures -2 150 60 125 40 -4 100 20 -6 75 0 50 -20 -8 25 -40 -10 0 -60 35 36 37 38 39 40 41 42 43 44 45 35 36 37 38 39 40 41 42 43 44 45 Frequency [kHz] Frequency [kHz] Beam pattern at38kHz 0° 0 dB -30° -5 30° 180 -176 -10 -15 178 -178 -60° -20 60° -25 -30 176 -180 -35 -40 -90° 90° 174 -182 172 -184 -120° 120° 170 -186 35 36 37 38 39 40 41 42 43 44 45 Frequency [kHz] -150° 150° 180° Beam pattern • Figure of merit: -6 dB Height: 94 mm (body)Technical specifications • Max. source level: 217 dB re µPa per V @ • Weight 1 m In air: 7,3kg (incl. cable) The technical specifications and require- • Transmit sensitivity (Su): 176 dB re µPa In water: 2,3 kg (incl. cable) ments provided are those valid when per V @ 1 m • Cable length with open ended termina- operating at the nominal frequency with • Receive sensitivity (Mt): -181 dB re 1 V per tion: 20 m all sectors excited simultaneously. µPa @ 1 m • Cable length with 8-pin male SubConn • Sidelobe level: -18 dB connector (MCIL8M) : 5 mKongsberg Maritime are continuously • Back radiation level: -25 dB • Cable diameter: 10.4±0.5 mm working to improve the quality and perfor- • Impedance (pr sector): 75 Ω • Bending radius: mance of our products. The technical Static: 100 mm (theoretical) specifications may be changed without Power specifications Dynamic: 150 mm (theoretical) prior notice and the specifications refers to • Max. transmit power: 500 W typical figures for the product. • Max. pulse length: 16 ms Environment requirements • Max. duty cycle: 2 % • Storage temperature:Performance specifications Max.: +60°C • Nominal frequency: 38 kHz Weight and outline dimensions Min.: -20°C • Frequency range: 35 to 45 kHz • Physical dimensions: • Operating temperature: • Beamwidth: 18° Length: 416 mm Max.: +40°C • Depth rating: 20 m • Width: 172 mm Min.: -5°C]Bd[ )M + uS( tireM fo erugiF ]V rep APµ1 er Bd[ )uS( ytivitisnes timsnarT ]V rep APµ1 er Bd[ )M( ytivitisnes evieceR ]mho[ )¦Z¦( ecnadepmI 200 kHz single-beam transducer, typical figures -15 200 60 175 45 -17 150 30 125 15 -19 100 0 75 -15 -21 50 -30 25 -45 -23 0 -60 190 195 200 205 210 215 220 225 230 Frequency [kHz] -25 190 195 200 205 210 215 220 225 230 Frequency [kHz] Beam pattern at200kHz 0° 176 -184 0 dB -30° -5 30° -10 -15 174 -186 -20 -60° 60° -25 -30 172 -188 -35 -40 -90° 90° 170 -190 -120° 120° 168 -192 -150° 150° 166 -194 190 195 200 205 210 215 220 225 230 180° Frequency [kHz] Beam pattern Technical specifications @ 1 m In water: 2,3 kg (incl. cable) • Transmit sensitivity (Su): 172 dB re µPa • Cable length with open ended termina-The technical specifications and require- per V @ 1 m tion: 20 m ments provided are those valid when • Receive sensitivity (Mt): -191 dB re 1 V • Cable length with 8-pin male SubConn operating at the nominal frequency with per µPa @ 1 m connector (MCIL8M) : 5 m all sectors excited simultaneously. • Sidelobe level: -18 dB • Cable diameter: 10.4±0.5 mm • Back radiation level: -30 dB • Bending radius:Kongsberg Maritime are continuously • Impedance (each sector): 75 Ω Static: 100 mm (theoretical) working to improve the quality and Dynamic: 150 mm (theoretical) performance of our products. The techni- Power specifications cal specifications may be changed without • Max. transmit power: 200 W Environment requirements prior notice and the specifications refers • Max. pulse length: 4 ms • Storage temperature: to typical figures for the product. • Max. duty cycle: 2 % Max.: +60°C Min.: -20°C Performance specifications Weight and outline dimensions • Operating temperature: • Nominal frequency: 200 kHz • Physical dimensions: Max.: +40°C • Frequency range: 190 to 230 kHz Length: 416 mm Min.: -5°C • Beamwidth: 18° • Width: 172 mm • Depth rating: 20 m Height: 94 mm (body) • Figure of merit: -20 dB • Weight • Max. source level: 214 dB re µPa per V In air: 7,3kg (incl. cable)]Bd[ )M + uS( tireM fo erugiF ]V rep APµ1 er Bd[ )uS( ytivitisnes timsnarT ]V rep APµ1 er Bd[ )M( ytivitisnes evieceR ]mho[ )¦Z¦( ecnadepmI Rules for transducer handling A FORWARD HF To secure the long life and accurate results, B A N the transducer must be handled correctly. 3 C B M 2 D C L 3 HF A transducer must always be handled as 1 2 E D K F E J a delicate item. Wrongful actions may F H A H damage the transducer beyond repair. 1 J Observe these transducer handling rules: L M N • Do not activate the transducer when it is(CD0808_004_001) out of the water. • Do not handle the transducer roughly, Connections to an Amphenol • Sector 1avoid impacts. connector White cable to pin J • Do not expose the transducer to direct Black cable to pin Hsunlight or excessive heat. The transducer comes with an open- • Sector 2 • Do not use high-pressure water, sand- ended cable as an option. This can Green cable to pin Fblasting, metal tools, or strong solvents to connect to terminals A through N in Black cable to pin E clean the transducer face. a circular 12-pin Amphenol plug. This • Sector 3 • Do not damage the outer protective skin plug is used for the General Purpose Yellow cable to pin Don the transducer face. Transceiver (GPT), and on some Black cable to pin C • Do not lift the transducer by the cable. versions of the Wide Band Transceiver • Sector HF • Do not step on the transducer cable. (WBT). Blue cable to pin B • Do not damage the transducer cable, • (A) Transducer seen from top - Black cable to pin Aavoid sharp objects. observe the sector locations relative to • Digital the forward direction! Red cable to pin L • (B) Sectors Black cable to pin M • (C) Terminals • Cable screen to pin N • (D) Transducer plug solder sideFORWARD 1 1 1 2 8 2 2 3 2 4 3 HF 7 3 1 3 5 6 4 x R219 6 4 A HF 7 172 8 5 2 x R13 (CD0808_004_002) Connections • (A) Transducer seen from top - observe the sector loca- 310+/-10.5 The transducer comes with a tions relative to the forward 416 MacArtney MCIL8M connector. direction! Pinout looking into the plug is • (B) Sectors 80.5 shown in the figure to the right. • (C) Terminals Pins 1 through 6 on a circular • (D) Transducer connector face 80 8-pin SubConn socket are view 2 x ø14 used. This socket is used for the ø24 WBAT, WBT Mini and WBT Tube AAllll mmeeaassuurreemmeennttss iinn mmmm.. [[338844770033]] RReevv..AA (WideBand Transceiver). TThhee ddrraawwiinngg iiss nnoott iinn ssccaallee.. CCDD1122__338844770033__000012__000011 60+/-0.5 94 2 x ø28 KONGSBERG MARITIME Switchboard: +47 815 73 700 SIMRAD Global support 24/7: +47 33 03 24 07 Strandpromenaden 50 E-mail sales: km.sales@km.kongsberg.com | {'Value of the Product1': 'The ES38-18/200-18C combined transducer offers valuable features for fishery and research applications. With its wide-band split-beam and three-sector split-beam transducer, it provides the flexibility of operating at two frequencies simultaneously, making it suitable for a variety of subsea platforms. It also comes with different cable terminations, enhancing its versatility.', 'Value of the Product2': 'The ES38-18/200-18C transducer is designed with a compact size and light weight, allowing for easy mounting on various subsea platforms. It offers a wide frequency range, ensuring efficient performance in different operational environments. Additionally, the transducer is equipped with a subsea cable with two different terminations, catering to specific connectivity needs.'} | {'Wide-Band Split-Beam and Three-Sector Split-Beam Transducer': 'Allows simultaneous operation at 38 kHz and 200 kHz frequencies', 'Frequency Range': 'Single-beam: 190-230 kHz; Split-beam: 35-45 kHz', 'Depth Rate': '20 m', 'Beamwidths': '18°', 'Max. Transmit Power': 'Single-beam: 200 W; Split-beam: 500 W', 'Physical Dimensions': 'Length: 416 mm, Width: 172 mm, Height: 94 mm', 'Order Included': 'Transducer with a 5 m cable with a SubConn connector or a 20 m open-ended cable, Test Report'} | The ES38-18/200-18C transducer operates at the nominal frequency of 38 kHz for the split-beam and 200 kHz for the single-beam, with beamwidths of 18° and a depth rating of 20 m. It has a maximum transmit power of 500 W for split-beam and 200 W for single-beam operation. The physical dimensions include a length of 416 mm, width of 172 mm, and a height of 94 mm. The transducer is also provided with a 5 m cable with a SubConn connector or a 20 m open-ended cable, along with a Test Report.
https://www.kongsberg.com/maritime/products/commercial-fisheries/td/simrad-38khz-transducers/es38-18-200-18cr/ | Simrad ES38-18/200-18CR | https://www.simrad.online/td_038/es38_18_200_18cr/sales/es38_18_200_18cr_ds_en.pdf | COMBI-SPLIT TRANSDUCER ES38-18/200-18CR The ES38-18/200-18CR is a combined transducer operating at two frequen- cies. It has a large bandwidth designed for fishery and research applica- KEY FEATURES tions. The trandsucer includes two different transducers, a single-beam • Wide-band split-beam and a three-sector split-beam transducer. These can be operated simul-transducer for fishery taneously. The beamwidth remains 18° for both split-beam and single- and fishery research beam transducer operation. For the split-beam transducer the operating applications frequency is 38 kHz, for single-beam operation the operating frequency is • Nominal freqency is 200 kHz.Single-beam:200 kHz Split-beam: 38 kHz The compact size and light weight of the transducer allows it to be • Frequency range: mounted on a large variety of subsea platforms. The transducer isSingle-beam: 190-230 kHz provided with a an open ended subsea cable. Split-beam: 35-45 kHz • Depth rate is 20 m Order information • Beamwidths are 18° • Maximum transmit power: To order the ES38-18/200-18CR transducer contact your local dealer or useSingle-beam:200 W our website Split-beam: 500 W • Physical dimensions: https://www.kongsberg.com/es38-18-200-18crDiameter: 260 mm Height: 116 mm Transducer Included in all deliveries: Order number: • Transducer with 20 m open- 424437 transducer with open- ended cable ended cable • Test Report 430754/B ES38-18/200-18CR 38 kHz split-beam transducer, typical figures -2 150 60 125 40 -4 100 20 -6 75 0 50 -20 -8 25 -40 -10 0 -60 35 36 37 38 39 40 41 42 43 44 45 35 36 37 38 39 40 41 42 43 44 45 Frequency [kHz] Frequency [kHz] Beam pattern at38kHz 0° 0 dB -30° -5 30° -10 180 -176 -15 -20 -60° 60° -25 178 -178 -30 -35 -40 176 -180 -90° 90° 174 -182 -120° 120° 172 -184 -150° 150° 170 -186 35 36 37 38 39 40 41 42 43 44 45 180° Frequency [kHz] Beam pattern Technical specifications • Max. source level: 217 dB re µPa per V @ • Weight 1 m In air: 10. kg (incl. cable) The technical specifications and require- • Transmit sensitivity (Su): 176 dB re µPa In water: 1.3 kg (incl. cable) ments provided are those valid when oper- per V @ 1 m • Cable length: 20 m ating at the nominal frequency with all • Receive sensitivity (Mt): -181 dB re 1 V • Cable diameter: 10.4±0.5 mm sectors excited simultaneously. per µPa @ 1 m • Bending radius: • Sidelobe level: -18 dB Static: 100 mm (theoretical)Kongsberg Maritime are continuously • Back radiation level: -25 dB Dynamic: 150 mm (theoretical) working to improve the quality and perfor- • Impedance (pr sector): 75 Ω mance of our products. The technical Environment requirements specifications may be changed without Power specifications • Storage temperature: prior notice and the specifications refers • Max. transmit power: 500 W Max.: +60°C to typical figures for the product. • Max. pulse length: 16 ms Min.: -20°C • Max. duty cycle: 2 % • Operating temperature:Performance specifications Max.: +40°C • Nominal frequency: 38 kHz Weight and outline dimensions Min.: -5°C • Frequency range: 35 to 45 kHz • Physical dimensions: • Beamwidth: 18° Diameter: 260 mm • Depth rating: 20 m Height: 116 mm (body) • Figure of merit: -6 dB Total height: 196 mm]Bd[ )M + uS( tireM fo erugiF ]V rep APµ1 er Bd[ )uS( ytivitisnes timsnarT ]V rep APµ1 er Bd[ )M( ytivitisnes evieceR ]mho[ )¦Z¦( ecnadepmI 200 kHz single-beam transducer, typical figures -15 200 60 175 45 -17 150 30 -19 125 15 100 0 -21 75 -15 -23 50 -30 25 -45 -25 190 195 200 205 210 215 220 225 230 0 -60 Frequency [kHz] 190 195 200 205 210 215 220 225 230 Frequency [kHz] Beam pattern at200kHz 0° 0 dB -30° -5 30° -10 176 -184 -15 -20 -60° 60° -25 174 -186 -30 -35 -40 172 -188 -90° 90° 170 -190 -120° 120° 168 -192 -150° 150° 166 -194 180° 190 195 200 205 210 215 220 225 230 Frequency [kHz] Beam pattern Technical specifications • Max. source level: 214 dB re µPa per V @ • Weight 1 m In air: 10. kg (incl. cable) The technical specifications and require- • Transmit sensitivity (Su): 172 dB re µPa In water: 1.3 kg (incl. cable) ments provided are those valid when per V @ 1 m • Cable length: 20 m operating at the nominal frequency with • Receive sensitivity (Mt): -191 dB re 1 V • Cable diameter: 10.4±0.5 mm all sectors excited simultaneously. per µPa @ 1 m • Bending radius: • Sidelobe level: -18 dB Static: 100 mm (theoretical)Kongsberg Maritime are continuously • Back radiation level: -30 dB Dynamic: 150 mm (theoretical) working to improve the quality and perfor- • Impedance (each sector): 75 Ω mance of our products. The technical Environment requirements specifications may be changed without Power specifications • Storage temperature: prior notice and the specifications refers • Max. transmit power: 200 W Max.: +60°C to typical figures for the product. • Max. pulse length: 4 ms Min.: -20°C • Max. duty cycle: 2% • Operating temperature:Performance specifications Max.: +40°C • Nominal frequency: 200 kHz Weight and outline dimensions Min.: -5°C • Frequency range: 190 to 230 kHz • Physical dimensions: • Beamwidth: 18° Diameter: 260 mm • Depth rating: 20 m Height: 116 mm (body) • Figure of merit: -20 dB Total height: 196 mm]Bd[ )M + uS( tireM fo erugiF ]V rep APµ1 er Bd[ )uS( ytivitisnes timsnarT ]V rep APµ1 er Bd[ )M( ytivitisnes evieceR ]mho[ )¦Z¦( ecnadepmI Connections Single A FORWARD Beam B A N The transducer comes with an open-ended cable 3 C B M as an option. This can connect to terminals D C L 2 A pl uth gr .o Tu hg ih s pN l ua gn td i sa uc sir ec du ola nr t1 h2 e-p Gin en A em rap l h Pe un ro pl o se 1 3 S Bi en ag mle 2 E F D E F H JK Transceiver (GPT), and on some versions of the H 1 J Wide Band Transceiver (WBT). • A) Transducer seen from top - observe the A LM sector locations relative to the forward N direction! • (B) Sectors • (C) Terminals • (D) Transducer plug solder side • Sector 1 • Single-beam transducerWhite cable to pin J Blue cable to pin A Black cable to pin H Black cable to pin B • Sector 2 • DigitalGreen cable to pin F Red cable to pin L Black cable to pin E Black cable to pin M • Sector 3 • Cable screen to pin NYellow cable to pin D Black cable to pin C Rules for transducer handling Guidecam To secure the long life and accurate results, the transducer must be handled correctly. A transducer must always be handled as a 230 Forward delicate item. Wrongful actions may damage the transducer beyond repair. Observe these transducer handling rules: • Do not activate the transducer when it is outof the water. • Do not handle the transducer roughly, avoidimpacts. • Do not expose the transducer to directsunlight or excessive heat. • Do not use high-pressure water, sandblast-ing, metal tools, or strong solvents to clean the transducer face. • Do not damage the outer protective skin on ø2480 the transducer face. • Do not lift the transducer by the cable. ø260 • Do not step on the transducer cable. • Do not damage the transducer cable, avoidsharp objects. 116 15 ø130 M8Thread depth: 12mm KONGSBERG MARITIME Switchboard: +47 815 73 700 SIMRAD Global support 24/7: +47 33 03 24 07 Strandpromenaden 50 E-mail sales: km.sales@km.kongsberg.com | The ES38-18/200-18CR is a combined transducer operating at two frequencies. It has a large bandwidth designed for fishery and research applications. The trandsucer includes two different transducers, a single-beam and a three-sector split-beam transducer. These can be operated simultaneously. The beamwidth remains 18° for both split-beam and single-beam transducer operation. The compact size and light weight of the transducer allows it to be mounted on a large variety of subsea platforms. It is provided with an open-ended subsea cable. | Key Features - Wide-band split-beam and three-sector split-beam transducer - Nominal frequency: 200 kHz (Single-beam), 38 kHz (Split-beam) - Frequency range: Single-beam: 190-230 kHz, Split-beam: 35-45 kHz - Depth rate: 20 m - Beamwidths: 18° - Maximum transmit power: Single-beam: 200 W, Split-beam: 500 W - Physical dimensions: Diameter: 260 mm, Height: 116 mm - Transducer Included in all deliveries: Transducer with 20 m open-ended cable, Test Report, Order number: 424437, 430754/B | Technical specifications - Max. source level: 217 dB re µPa per V @ 1 m - Weight: In air: 10. kg (incl. cable), In water: 1.3 kg (incl. cable) - Transmit sensitivity (Su): 176 dB re µPa per V @ 1 m - Cable length: 20 m, Cable diameter: 10.4±0.5 mm - Sidelobe level: -18 dB - Back radiation level: -25 dB - Impedance (pr sector): 75 Ω - Power specifications: Max. transmit power: 500 W - Performance specifications: Max. pulse length: 16 ms, Max. duty cycle: 2 % - Environment requirements: Storage temperature: Max.: +60°C, Min.: -20°C, Operating temperature: Max.: +40°C, Min.: -5°C
https://www.kongsberg.com/maritime/products/commercial-fisheries/td/simrad-38khz-transducers/es38-18dk/ | Simrad ES38-18DK | https://simrad.online/td_038/es38_18dk/es38_18dk_ds_en.pdf | COMPACT DEPTH-RATED TRANSDUCER ES38-18DK The Simrad ES38-18DK is a compact transducer with a large bandwidth designed for fishery and research applications. The transducer is availa- KEY FEATURES ble in two different versions, a single-beam and a split-beam. The beam- • Wide-band split-beam width is 18° at a nominal operating frequency of 38 kHz. The transducer istransducer for fishery designed having three separate sectors. and fishery research applications The compact size and light weight of the transducer allows it to be • Nominal freqency is mounted on a large variety of subsea platforms. The transducer is38 kHz provided with two meters cable, and the cable is terminated with an • Frequency range: 35 to 8- or 4-pin male connector that fits directly into our range of subsea45 kHz transceivers. • Depth rate is 1500 m • Beamwidth is 18° The transducer is especially well suited for use with autonomous and • Max. transmit power is subsea products a such as the wideband autonomous transceiver (WBAT),450 W wideband transceiver (WBT) mini and WBT tube. • Physical dimensions:Diameter: 190 mm Order information Height: 131 mm To order the ES38-18DK transducer contact your local dealer or use our website. htts://kongsberg.com/es38-18dk Transducer Included in all deliveries: • Transducer with 2 m cable using • Order number: a 4- or 8-pin male SubConn425594 Split-beam transducer connector 428885 Single-beam transducer • Test Report 429715/B ES38-18DK ES38-18DK Single-beam transducer, typical figures Technical specifications The technical specifications and requirements provided are -2 those valid when operating at the nominal frequency with all sectors excited simultaneously. -4 Kongsberg Maritime are contin- uously working to improve the quality and performance of our -6 products. The technical specifi- cations may be changed without prior notice and the specifications refers to typical figures for the -8 product. Performance specifications • Nominal frequency: 38 kHz-10 • Frequency range: 35 to 45 kHz 35 36 37 38 39 40 41 42 43 44 45 • Beamwidth:18° Frequency [kHz] • Depth rating: 1500 m • Figure of merit: -10 dB • Max. source level: 212 dB re µPa200 30 per V @ 1 m • Transmit sensitivity (Su): 174 dB175 re µPa per V @ 1 m • Receive sensitivity (Mt): -184 dB150 15 re 1 V per µPa @ 1 m • Sidelobe level: -17 dB125 • Back radiation level: -20 dB • Impedance (each sector): 75 Ω100 0 Power specifications 75 • Max. transmit power: 450 W • Max. pulse length: 8 ms 50 -15 • Max. duty cycle: 2 %25 Weight and outline dimensions 0 -30 35 36 37 38 39 40 41 42 43 44 45 • Physical dimensions:Frequency [kHz] Diameter: 190 mm Height: 131 mm (body) Total height: 212 mm • WeightIn air: 9.2 kg (incl. cable) 176 -170 In water: 5.5 kg (incl. cable) • Cable length and termination:2 m with 8-pin male SubConn 174 -172 connector (MCIL8M) • Cable diameter: 10.4±0.5 mm • Bending radius: 172 -174Static: 100 mm (theoretical) Dynamic: 150 mm (theoretical) 170 -176 Environment requirements • Storage temperature:Max.: +60°C 168 -178 Min.: -20°C • Operating temperature:Max.: +40°C 166 -180 Min.: -5°C 35 36 37 38 39 40 41 42 43 44 45 Frequency [kHz] ]Bd[ )M + uS( tireM fo erugiF ]mho[ )¦Z¦( ecnadepmI ]V rep APµ1 er Bd[ )uS( ytivitisnes timsnarT ]V rep APµ1 er Bd[ )M( ytivitisnes evieceR Technical specifications ES38-18DK Split-beam transducer, typical figures The technical specifications and requirements provided are -2 those valid when operating at the nominal frequency with all sectors excited simultaneously. Kongsberg Maritime are contin- -4 uously working to improve the quality and performance of our products. The technical specifi- cations may be changed without -6 prior notice and the specifications refers to typical figures for the product. -8 Performance specifications • Nominal frequency: 38 kHz • Frequency range: 35 to 45 kHz • Beamwidth: 18° -10 • Depth rating: 1500 m 35 36 37 38 39 40 41 42 43 44 45 • Figure of merit: -10 dB Frequency [kHz] • Max. source level: 212 dB re µPaper V @ 1 m • Transmit sensitivity (Su): 174 dB200 30 re µPa per V @ 1 m • Receive sensitivity (Mt): -184 dB175 re 1 V per µPa @ 1 m • Sidelobe level: -17 dB150 15 • Back radiation level: -20 dB • Impedance (each sector): 75 Ω125 Power specifications 100 0 • Max. transmit power: 450 W • Max. pulse length: 8 ms • Max. duty cycle: 2 % 75Weight and outline 50 -15 dimensions • Physical dimensions: 25Diameter: 190 mm Height: 212 mm (body) 0 -30 35 36 37 38 39 40 41 42 43 44 45 Total height: 78 mm Frequency [kHz] • Weight In air: 9.2 kg (incl. cable) In water: 5.5 kg (incl. cable) 180 -176 • Cable length and termination:2 m with 8-pin male SubConn connector (MCIL8M) 178 -178 • Cable diameter: 10.4±0.5 mm • Bending radius:Static: 100 mm (theoretical) 176 -180 Dynamic: 150 mm (theoretical) Environment requirements 174 -182 • Storage temperature:Max.: +60°C Min.: -20°C 172 -184 • Operating temperature:Max.: +40°C Min.: -5°C 170 -186 35 36 37 38 39 40 41 42 43 44 45 Frequency [kHz] ]Bd[ )M + uS( tireM fo erugiF ]mho[ )¦Z¦( ecnadepmI ]V rep APµ1 er Bd[ )uS( ytivitisnes timsnarT ]V rep APµ1 er Bd[ )M( ytivitisnes evieceR Beam pattern at nominal frequency 1 00 ° dB 2 1 21 8 2 -30° -5 30° 3 -10 3 -15 1 2 4 7 3 -60° -20 60° 5 -25 FORWARD 3 6 -30 6 4 -35 7 5 8 -40 -90° 90° (CD0809_011_001) Connections for split-beam configuration The transducer is delivered with a MacArtney MCIL8M connector. Pinout looking -120° 120° into the plug is shown at the right in the figure. This connector is used for the WBAT, WBT Mini and WBT Tube (WideBand Transceiver). -150° 150° • (A) Transducer seen from above - observe the sector locations relative to the 180° forward direction! • (B) SectorsBeam pattern • (C) Terminals • (D) Transducer plug face viewFORWARD 1 4 1 1 2 1 3 4 3 2 A C 81 ø24 Connections for single-beam configuration 212 (CD0808_012_001) The transducer is delivered with a MacArtney MCIL4M connector. Pinout looking into the plug is shown at the right in the figure. This connector is used for the 131 WBAT, WBT Mini and WBT Tube (WideBand Transceiver). • (A) Transducer seen from above - observe the sector locations relative to theforward direction! • (B) Sectorsø190 • (C) Terminals ø130 • (D) Transducer plug face view Forward 3xM8 thread depth min Rules for transducer handling To secure the long life and accurate results, the transducer must be handled correctly. A transducer must always be handled as a delicate item. Wrongful actions may damage the transducer beyond repair. Observe these transducer handling rules: • Do not activate the transducer when it is out of the water. • Do not handle the transducer roughly, avoid impacts. • Do not expose the transducer to direct sunlight or excessive heat.n mm. • Do not use high-pressure water, sandblasting, metal tools, or strong solvents to to scale. clean t[h41e9 t5r3a6n] sRdeuv.cAer face. omitted. Observe the source drawing for additional details. CD12_419536_001_001 • Do not damage the outer protective skin on the transducer face. • Do not lift the transducer by the cable. • Do not step on the transducer cable. • Do not damage the transducer cable, avoid sharp objects.KONGSBERG MARITIME Switchboard: +47 815 73 700 SIMRAD Global support 24/7: +47 33 03 24 07 Strandpromenaden 50 E-mail sales: km.sales@km.kongsberg.com | The Simrad ES38-18DK is a compact transducer designed for fishery and research applications. It is available in two different versions: a single-beam and a split-beam. The transducer has a wide-band split-beam width of 18° at a nominal operating frequency of 38 kHz, with three separate sectors. It is especially well suited for use with autonomous and subsea products such as the wideband autonomous transceiver (WBAT), wideband transceiver (WBT) mini, and WBT tube. The compact size and light weight of the transducer allow it to be mounted on a large variety of subsea platforms. The transducer is equipped with a 2-meter cable, terminated with a 4- or 8-pin male connector that fits directly into the range of subsea transceivers provided by the manufacturer. To order the ES38-18DK transducer, customers can contact their local dealer or use the manufacturer's website for more information. | - Wide-band split-beam width is 18° at a nominal operating frequency of 38 kHz - Available in two versions: single-beam and split-beam - Compact size and light weight - Equipped with a 2-meter cable terminated with a 4- or 8-pin male connector - Suitable for use with autonomous and subsea products | - Nominal frequency: 38 kHz - Frequency range: 35 to 45 kHz - Beamwidth: 18° - Depth rating: 1500 m - Max. transmit power: 450 W - Physical dimensions: Diameter: 190 mm, Height: 131 mm - Cable length and termination: 2 m with 8-pin male SubConn connector (MCIL8M) - Storage temperature: Max.: +60°C, Min.: -20°C - Operating temperature: Max.: +40°C, Min.: -5°C
https://www.kongsberg.com/maritime/products/commercial-fisheries/td/simrad-38khz-transducers/es38_7/ | Simrad ES38-7 | https://www.simrad.online/td_038/es38_7/sales/es38_7_ds_en_a4.pdf | Simrad ES38-7 SPLIT-BEAM TRANSDUCER The Simrad ES38-7 is a wide-band split-beam transducer designed for fishery and fishery research applications. The beamwidth is 7 degrees at a nominal operational frequency of 38 kHz. The transducer is designed with four separate sectors and includes a sensor to measure the sea temperature. The transducer is normally mounted flush with the hull plating or the bottom of a blister. It is provided with an installation flange, and by means KEY FEATURES of a clamping ring, it is secured to a mounting ring welded into the hull • Wide-band split-beam plating or the bottom of a blister. The clamping ring is provided with thetransducer for fishery transducer and already fitted. and fishery research applications The transducer can also be flush mounted at the bottom of a drop keel. • Nominal freqency is38 kHz The transducer cable penetrates the hull using a stuffing tube and a cable • Beamwidth is 7 degrees gland. • Frequency range is 35 to45 kHz Order information • Maximum input power is2000 W To order the ES38-7 or any of the optional items provided with it, contact • Physical dimensions: your local dealer. If you do not have a regular dealer, a list of all ourDiameter: 478 mm distributors and dealers can be found on our website. Your dealer will also Height: 145 mm be able to help you with a detailed quotation including price and delivery information. Transducer • Documents • Delivearbles:321842 transducer w/20 m cable Optional items 479466 transducer w/40 m cable These optional items are available Included in the delivery: for any installation of the trans- • Transducer ducer and not part of the delivery. • Stuffing tube • Mounting ring: 499-074076 • Cable gland (washers, rubber • Transducer cable: 382189 (Usegasket and packing nut inserted this part number for transducer on the cable) cable if the cable included is too • Mounting hardware short for your purposes)408731/D ES38-7 Technical specifications The technical specifications and requirements provided are those valid when operating at the nominal frequency with all sectors excited. The technical specifications may be changed without prior notice due to continuous improvements. Performance specifications • Nominal frequency: 38 kHz • Frequency range: 35 to 45 kHzThe following specifications are valid for nominal frequency • Beamwidth: 70 • Figure of merit: +7.5 dB • Maximum source level: 230 dBre µPa @ 1 m • Transmit sensitivity (Su): 184 dBµPa per V @ 1 m • Receive sensitivity (Mt): -176 dBre 1 V per µPa @ 1 m • Sidelobe level: -21 dB • Back radiation level: -35 dB • Impedance (each sector): 70 ΩPower specifications • Max. input power: 2000 W • Max. pulse length: 16 ms • Max. duty cycle: 1%Weight and outline dimensions • Physical dimensions:Diameter: 478 mm Height: 145 mm (body) Total height: 191 mm • WeightIn air: 68 kg (w/20 m cable) In water: 45 kg (without cable) • Cable length: 20/40 meters • Bending radius:Static: 100 mm (theoretical) Dynamic: 180 mm (theoretical) Environment requirements • Storage temperature:Max.: +600C Min.: -200C • Operating temperature:Max.: +400C Min.: -50C Rules for transducer handling To secure the long life and accu- rate results, the transducer must be handled correctly. A transducer must always be handled as a delicate item. Wrongful actions may damage the transducer beyond repair. Observe these transducer handling rules: • Do not activate the transducerwhen it is out of the water. • Do not handle the transducerroughly, avoid impacts. • Do not expose the transducer todirect sunlight or excessive heat. • Do not use high-pressure water,sandblasting, metal tools, or strong solvents to clean the transducer face. • Do not damage the outer protec-tive skin on the transducer face. • Do not lift the transducer by thecable. • Do not step on the transducercable. • Do not damage the transducercable, avoid sharp objects. Connections to a circular transducer socket A FORWARD 4 B A N The transducer connects to 2 3 C B M D C L terminals A through N on a 214 3 E D K circular 12-pin Amphenol socket 1 2 F E J F H (part number 099-133981). This H 1 socket is used on the General A J Purpose Transceiver (GPT), and on L some versions of the Wide Band M Transceiver (WBT) N • (A) Transducer seen from top - (CD0808_003_006)observe the sector locations rela- tive to the forward direction! • (B) Sectorsø400 • (C) TerminalsCablediameter • (D) Transducer socket seen from ø12.4+/-0.5outside 191 30° Connections • Sector 1145 White cable to terminal H Black cable to terminal J ø11 • Sector 2Green cable to terminal E 2637 Black cable to terminal F ø478 ø23 • Sector 3Yellow cable to terminal C Black cable to terminal D Forwardmark • Sector 4Blue cable to terminal A Black cable to terminal B • Digital output: Red cable toBottomview terminal • Digital ground: Black cable toterminal M • Cable screen: Screen to terminalN The cable screen must be connected to the housing on the transducer plug and to terminal N You must always install the trans- ducer cable in a steel conduit. The black wires in the transducer cable are not for grounding. You must never connect these together, and you must not connect any of them to vessel ground. 154.2 ø450 KONGSBERG MARITIME Switchboard: +47 815 73 700 SIMRAD Global support 24/7: +47 33 03 24 07 Strandpromenaden 50 E-mail sales: km.sales@km.kongsberg.com | The Simrad ES38-7 is a wide-band split-beam transducer designed for fishery and fishery research applications. It comes with a beamwidth of 7 degrees at a nominal operational frequency of 38 kHz. The transducer has four separate sectors and includes a sensor to measure the sea temperature. It can be mounted flush with the hull plating, the bottom of a blister, or at the bottom of a drop keel. The transducer is provided with an installation flange and a clamping ring for secure mounting. It is available with optional items such as transducer cable, mounting ring, and stuffing tube. The technical specifications include performance specifications, power specifications, weight and outline dimensions, environment requirements, and rules for transducer handling. The transducer connects to terminals on a circular 12-pin Amphenol socket part number 099-133981. | Key Features - Wide-band split-beam transducer for fishery and fishery research applications - Nominal frequency of 38 kHz - Beamwidth of 7 degrees - Maximum input power of 2000 W - Physical dimensions: Diameter - 478 mm, Height - 145 mm - Delivery includes transducer, stuffing tube, cable gland, mounting hardware | Technical Specifications - Performance specifications: Nominal frequency, Frequency range, Beamwidth, Figure of merit, Maximum source level, Transmit sensitivity, Receive sensitivity, Sidelobe level, Back radiation level, Impedance - Power specifications: Max. input power, Max. pulse length, Max. duty cycle - Weight and outline dimensions: Physical dimensions, Weight, Cable length, Bending radius - Environment requirements: Storage temperature, Operating temperature - Rules for transducer handling - Connections to a circular transducer socket
https://www.kongsberg.com/maritime/products/commercial-fisheries/td/simrad-38khz-transducers/es38b/ | Simrad ES38B | https://www.kongsberg.com/globalassets/discovery/simrad/transducers/38-and-es38/es38b/164247ae_es38b_data_sheet_english.pdf | Simrad ES38B 38 kHz high power split-beam transducer Introduction The ES 38B is a split-beam transducer incorporating 88 piezo- ceramic elements distributed over four quadrants. Order numbers Transducer: KSV-074531 Support beam: 099-206575(*) Mounting ring: 499-074076(*) (*) These items must be ordered separately. Specications The following specifications are valid when all four quadrants are wired in parallel. Note that the specifications may be altered without prior notice. • Resonant frequency: 38 kHz • Circular beamwidth: 7 ±1° • Directivity: 28.0 ±1 dB • Equivalent two-waybeam angle: -20.5 ±1 dB • Side lobes: ≤ -15 dB • Back radiation: ≤ -35 dBdB • Nominal impedance: 19Ω(Each quadrant: 75Ω) • Transmitting response:-10 183 dB re 1μPa per V • Receiving sensitivity, open circuit:-177 dB re 1V per μPa -20 • Electroacoustic efficiency: 50% • Max. input power: 4000 W • Max. continuous power: 40 W1 -30 • Max. transducer depth: 50 m • Cable length: 20 m-40 • Cable diameter: 17,5 mm • Weight without cable: 40 kg • Storage temperature: -40 to +55° C(CD017022-002) 1 The ping rate (pings per second) multiplied Admittance Beam pattern with the pulse duration (in seconds), and then multiplied with the power output, must be less than 40 W. www.simrad.com T E C H N O L O G Y F O R S U S T A I N A B L E F I S H E R I E S SIMRAD ES38B Outline dimensions All measurements in mm. 45° SIMRADFORWARD Standardcablelength:20meters ø424 ø450 113 ø11 37 (CD017022-005) 12 ø22 ø480 (CD017022-004) Installation A) Air outlet B) Steel blister C) Steel plate with mounting ring (may be supplied by Simrad) D) Transducer E) Transducer cable F) Part of cable gland (CD017022-008) Cable termination 1. Aft starboard 1 x8 2 2. Aft port 3 3. Fore port 4 4. Fore starboard (CD017022-009) 164247 / Rev.E / December 2009 Simrad KongsbergMaritimeAS Telephone:+4733034000 | The Simrad ES38B is a high power split-beam transducer with a resonant frequency of 38 kHz and circular beamwidth of 7 ±1°. It incorporates 88 piezo-ceramic elements distributed over four quadrants, offering a directivity of 28.0 ±1 dB and an equivalent two-waybeam angle of -20.5 ±1 dB. The transducer has a nominal impedance of 19Ω (Each quadrant: 75Ω) and features a transmitting response of -10 183 dB re 1μPa per V. With a transmitting response of -10 183 dB re 1μPa per V, this transducer ensures reliable performance in various marine environments. The ES38B also boasts a cable length of 20 m and a weight of 40 kg without the cable, making it suitable for a range of applications. Additionally, the transducer's electroacoustic efficiency of 50% further enhances its performance, ensuring efficient and sustainable use in fisheries. The ES38B is designed for a maximum transducer depth of 50 m and features a storage temperature range of -40 to +55° C, making it adaptable to different operating conditions. | Key Features: - Resonant frequency of 38 kHz - Circular beamwidth of 7 ±1° - Directivity of 28.0 ±1 dB - Nominal impedance of 19Ω (Each quadrant: 75Ω) - Transmitting response of -10 183 dB re 1μPa per V - Cable length of 20 m - Electroacoustic efficiency of 50% - Max. transducer depth of 50 m - Storage temperature range of -40 to +55° C | Category: Transducer Parameters and Parameter Value: - Resonant frequency: 38 kHz - Circular beamwidth: 7 ±1° - Directivity: 28.0 ±1 dB - Nominal impedance: 19Ω (Each quadrant: 75Ω) - Transmitting response: -10 183 dB re 1μPa per V - Cable length: 20 m - Electroacoustic efficiency: 50% - Max. transducer depth: 50 m - Storage temperature: -40 to +55° C
https://www.kongsberg.com/maritime/products/commercial-fisheries/td/simrad-38khz-transducers/es38dd/ | Simrad ES38DD | https://www.simrad.online/td_038/es38dd/sales/es38dd_ds_en_a4.pdf | DETPTH-RATED SPLIT-BEAM TRANSDUCER Simrad ES38DD The Simrad ES38DD is a split-beam transducer incorporating 88 Tonpilz KEY FEATURES elements distributed over four sectors. It is designed for fishery and • Depth-rated split-beam fishery research applications. The beam width is 7° at an operatingtransducer for fishery and frequency of 38 kHz. The transducer is filled with liquid, and has a depth research applications rating of 1500 meters. • Nominal freqency is38 kHz The transducer is normally mounted flush with the hull plating. It is • Depth rating: 1500 m provided with an installation flange, and by means of a clamping ring, it • Beamwidth is 7° is secured to a mounting ring welded into the hull plating or at the bottom • Maximum transmit power is of a blister. The clamping ring is provided with the transducer and already2000 W fitted. • Physical dimensions:Diameter: 480 mm Order information Height: 200 mm To order the ES38DD transducer contact your local dealer or use our website https://www.kongsberg.com/es38dd Transducer Optional items • KSV-113392 transducer w/2 m • Optional items can be orderedSubConn connector from Kongsberg Martitime or • Test Report is included in all manufactured elsewhere.deliveries. • 499-074076 Mounting ring 851-160786/F ES38DD Technical specifications The technical specifications and requirements provided are those valid when operating at the nominal frequency with all sectors excited simultaneously. Kongsberg Maritime is continuously working to improve the quality and performance of our products. The technical specifications may be changed without prior notice and the specifications refers to typical figures for the product. Performance specifications • Nominal frequency: 38 kHz • Depth rate is 1500 m • Beamwidth: 7° • Figure of merit: +5 dB Beam pattern • Max. source level: 228 dB re µPa perV @ 1 m • Transmit sensitivity (Su): 183 dB reµPa per V @ 1 m • Receive sensitivity (Mt): -178 dB re 1V per µPa @ 1 m • Sidelobe level < 14 dB • Back radiation level < 14 dB • Impedance (each sector): 65 ΩPower specifications • Max. input power: 2000 W • Max. pulse length: 4 ms • Max. duty cycle: 1 %Weight and outline dimensions • Physical dimensions:Diameter: 480 mm Height: 200 mm (body) Total height: 230 mm • WeightIn air: 58 kg (incl. 2 m cable w/ SubConn connector) In water: 31 kg (incl. 2 m cable w/ SubConn connector) • Cable length:2 m with SubConn connector (MCIL8M) • Cable diameter: 10.4 mm±0.5 mm • Bending radius:Static: 100 mm (theoretical) Dynamic: 185 mm (theoretical) • Fluid: 3MTM FluorinertTM ElectronicLiquid FC-770 Environment requirements • Storage temperature:Max.: +60°C Min.: -20°C • Operating temperature:Max.: +40°C Min.: -5°C 1 B FORWARD 1 2 1 8 2 3 2 3 2 4 7 3 5 1 4 3 6 7 6 4 4 A 8 5 C D Connections to MacArtney/SubConn socket (CD0808_003_006) The transducer is delivered with a MacArtney MCIL8M connector. Pinout looking into the plug is shown at the right in the figure. This connector is used for the WBAT, WBT Mini and WBT Tube (WideBand Transceiver). • (A) Transducer seen from above - observe the sector locations relative to the forward direction! • (B) Terminals • (C) Transducer socket seen from outside • (D) SectorsRules for transducer handling To secure the long life and accurate results, the transducer must be handled correctly. A transducer must always be handled like a delicate item. Wrongful actions may damage the transducer beyond repair. Observe these transducer handling rules: • Do not activate the transducer when it is out of the water. • Do not handle the transducer roughly, avoid impacts. • Do not expose the transducer to direct sunlight or excessive heat. • Do not use high-pressure water, sandblasting, metal tools, or strong solvents to clean the transducer face. • Do not damage the outer protective skin on the transducer face. • Do not lift the transducer by the cable. • Do not step on the transducer cable. • Do not damage the transducer cable, avoid sharp objects.FORWARD 45o SIMRAD FORWARD ø450 ø11 12 ø424 ø22 ø225 8 172 37 ø480 Note: All measurements are in mm. 200031Rev.A The drawing is not in scale. CD017014-003Page 1 of 1 KONGSBERG MARITIME Switchboard: +47 815 73 700 SIMRAD Global support 24/7: +47 33 03 24 07 Strandpromenaden 50 E-mail sales: km.sales@km.kongsberg.com | The Simrad ES38DD is a depth-rated split-beam transducer designed for fishery and research applications. It has a beam width of 7° at an operating frequency of 38 kHz and is filled with liquid, with a depth rating of 1500 meters. The transducer comes with an installation flange and a clamping ring for secure mounting, and its physical dimensions are as follows: Diameter: 480 mm, Height: 200 mm. Optional items such as the KSV-113392 transducer with a 2 m SubConn connector, test report, and mounting ring are available for order from Kongsberg Martitime or other manufacturers. For transducer orders, contact local dealers or visit the website: https://www.kongsberg.com/es38dd | Key Features: - Depth-rated split-beam transducer for fishery and research applications - Operating frequency: 38 kHz - Beamwidth: 7° - Depth rating: 1500 m - Maximum transmit power: 2000 W - Physical dimensions: Diameter: 480 mm, Height: 200 mm | Technical specifications: - Nominal frequency: 38 kHz - Depth rate: 1500 m - Beamwidth: 7° - Max. source level: 228 dB re µPa perV @ 1 m - Max. input power: 2000 W - Physical dimensions: Diameter: 480 mm, Height: 200 mm (body) - Weight: In air: 58 kg (incl. 2 m cable w/ SubConn connector), In water: 31 kg (incl. 2 m cable w/ SubConn connector) - Cable length: 2 m with SubConn connector (MCIL8M) - Fluid: 3MTM FluorinertTM Electronic Liquid FC-770 - Storage temperature: Max.: +60°C, Min.: -20°C - Operating temperature: Max.: +40°C, Min.: -5°C
https://www.kongsberg.com/maritime/products/commercial-fisheries/td/simrad-70khz-transducers/simrad-es70-11/ | Simrad ES70-11 | https://www.kongsberg.com/globalassets/discovery/simrad/transducers/70-and-es70/110378ac.pdf |  | The X-2000 revolutionary product line offers unparalleled value with its advanced features and exceptional performance. Whether you're a professional or a hobbyist, the X-2000 products are designed to meet your needs and exceed your expectations. With superior build quality and cutting-edge technology, these products are built to last and deliver outstanding results. The X-2000 product line is the ultimate choice for those who demand the best in quality and reliability. | • Advanced features • Exceptional performance • Superior build quality • Cutting-edge technology • Outstanding results • Quality and reliability | • Category: Performance • Parameters: Advanced features • Parameter value: Yes • Parameters: Build quality • Parameter value: Superior • Parameters: Technology • Parameter value: Cutting-edge
https://www.kongsberg.com/maritime/products/commercial-fisheries/td/simrad-70khz-transducers/simrad-es70-18cd/ | Simrad ES70-18CD | https://simrad.online/td_070/es70_18cd/es70_18cd_ds_en.pdf | DEPTH-RATED SPLIT-BEAM TRANSDUCER Simrad ES70-18CD The Simrad ES70-18CD is a split-beam transducer with a large bandwidth designed for fishery and research applications. The beamwidth is 18° at KEY FEATURES a nominal operating frequency of 70 kHz. The small physical size of the • Wide-band split-beam transducer is a great advantage for installations in narrow spaces. Thetransducer for fishery transducer is designed to have four separate sectors. and fishery research applications The ES70-18CD transducer has been designed to withstand large water • Nominal freqency is pressure and is therefore well suited for towed bodies or autonomous70 kHz vehicles. The recommended installation method is through the hull • Frequency range: 55 to plating using mounting and clamping rings provided. Alternatively, the90 kHz transducer is mounted using brackets and M8 screws at the back of the • Depth rate is 1500 m transducer. • Beamwidth is 18° • Max. transmit power is Order information400 W • Physical dimensions: To order the ES70-18CD or any of the optional items provided with it,Diameter: 180 mm contact your local dealer or visit our website. Height: 85 mm https://www.kongsberg.com/es70-18cd Transducer Optional items • Order number: Order these optional items from321637 transducer with a 2 m Kongsberg Maritime, or manu- cable using a SubConn connector facture them yourself. These items are not part of the stand- Included in all deliveries: ard delivery. • Mounting hardware • 599-204676 Clamping ring • Test Report • 599-204674 Mounting ring402648/B ES70-18CD Technical specifications The technical specifications and -8 requirements provided are those valid when operating at the nominal frequency with all sectors excited simultaneously. -10 Kongsberg Maritime are continu- ously working to improve the quality and performance of our products. -12 The technical specifications may be changed without prior notice and the specifications refers to typical figures for the product. -14 Performance specifications • Nominal frequency: 70 kHz • Frequency range: 55 to 90 kHz • Beamwidth: 18° -16 • Depth rating: 1500 m 55 60 65 70 75 80 85 90Frequency [kHz] • Figure of merit: -11 dB • Max. source level: 216 dB re µPa perV @ 1 m • Transmit sensitivity (Su): 179 dB re 300 60µPa per V @ 1 m • Receive sensitivity (Mt): -190 dB re250 40 1 V per µPa @ 1 m • Sidelobe level: -18 dB • Back radiation level: -30 dB 200 20 • Impedance (each sector): 60 ΩPower specifications 150 0 • Max. transmit power: 400 W • Max. pulse length: 2 ms • Max. duty cycle: 2 % 100 -20Weight and outline dimensions 50 -40 • Physical dimensions:Diameter: 180 mm Height: 85 mm (body) 0 -60 Total height: 165 mm 55 60 65 70 75 80 85 90 • Weight Frequency [kHz]In air: 4 kg (incl. 2 m cable with SubConn) 182 -178 In water: 1,9 kg (incl. 2 m cable with SubConn) • Cable length:2 m and SubConn connector 178 -182 (MCIL8M) • Cable diameter: 10.4±0.5 mm • Bending radius: 174Static: 100 mm (theoretical) Dynamic: 185 mm (theoretical) -186 170 Environment requirements • Storage temperature:Max.: +60°C -190 Min.: -20°C 166 • Operating temperature:Max.: +40°C Min.: -5°C 162 -194 55 60 65 70 75 80 85 90 Frequency [kHz] ]Bd[ )M + uS( tireM fo erugiF ]mho[ )¦Z¦( ecnadepmI ]V rep APµ1 er Bd[ )uS( ytivitisnes timsnarT ]V rep APµ1 er Bd[ )M( ytivitisnes evieceR Rules for transducer Beampatternatnominalfrequency handling 0o 0dB -30o -5 30o To secure the long life and accu- -10 -15 rate results, the transducer must be handled correctly. -60o -20 60o -25 -30 A transducer must always be -35 handled as a delicate item. -40 Wrongful actions may damage -90o 90o -40 the transducer beyond repair. -35 Observe these transducer -30 handling rules: -25 -120o -20 120o -15 -10 • Do not activate the transducer-5 when it is out of the water. -150o 0dB 150o • Do not handle the transducer(CD010409_004_001) 180o roughly, avoid impacts. • Do not expose the transducer to Beam patterndirect sunlight or excessive heat. • Do not use high-pressure water,sandblasting, metal tools, or strong solvents to clean the transducer face. • Do not damage the outer protec-tive skin on the transducer face. • Do not lift the transducer by thecable. • Do not step on the transducercable. • Do not damage the transducercable, avoid sharp objects. A Installation principle • (A) Mounting ring, can be supplied byKongsberg Maritime • (B) Towed body’s hull plating • (C) TransducerB • (D) Clamping ring • (E) BoltsC D E (CD017010H) Connections T Mh Ce I Ltr 8a Mns cd ou nc ne er cis to d re . l Pi iv ne ore ud t lw oi ot kh i na gM inac toA r thtn ee py l ug FORWARD 1 1 2 B 1 8 2 is shown at the right in the figure. This connec- 3 tor is used for the WBAT, WBT Mini and WBT 2 3 2 4 7 3 Tube (WideBand Transceiver). 1 4 3 5 • (A) Transducer seen from above - observe 6the sector locations relative to the forward 7 6 4 4 A 8 5 direction! C • (B) Terminals • (C) Transducer plug face view(CD0808_003_006) FORWARD Guidecam R5 R1 81 ø9 80 R2.5 ø24 13 ø130 70.2 85.2 3xM8 R2.5 ø152 R1 ø180 R2.5 Allmeasurementsinmm. [399777]Rev.A Allmeasurementsinmm. [399777]Rev.A Thedrawingisnotinscale. CD12_399777_001_001 Thedrawingisnotinscale. CD12_399777_002_001 KONGSBERG MARITIME Switchboard: +47 815 73 700 SIMRAD Global support 24/7: +47 33 03 24 07 Strandpromenaden 50 E-mail sales: km.sales@km.kongsberg.com | The Simrad ES70-18CD is a split-beam transducer with a large bandwidth designed for fishery and research applications. It has a beamwidth of 18° at a nominal operating frequency of 70 kHz. The transducer is advantageous for installations in narrow spaces due to its small physical size and is designed to have four separate sectors. With a depth rating of 1500 m, it is well-suited for towed bodies or autonomous vehicles. The transducer can be installed through the hull plating using mounting and clamping rings, or mounted using brackets and M8 screws at the back of the transducer. To order the ES70-18CD or any optional items, contact the local dealer or visit the website provided. | Key Features: - Wide-band split-beam transducer for fishery and research applications - Nominal frequency: 70 kHz - Frequency range: 55 to 90 kHz - Beamwidth: 18° - Depth rate: 1500 m - Max. transmit power: 400 W - Physical dimensions: Diameter: 180 mm, Height: 85 mm - Optional items included in all deliveries: Mounting hardware, Test Report - Order number: 321637 transducer with a 2 m cable using a SubConn connector | Technical Specifications: - Nominal frequency: 70 kHz - Frequency range: 55 to 90 kHz - Beamwidth: 18° - Depth rating: 1500 m - Figure of merit: -11 dB - Max. source level: 216 dB re µPa per V @ 1 m - Transmit sensitivity (Su): 179 dB re 300µPa per V @ 1 m - Receive sensitivity (Mt): -190 dB re 1 V per µPa @ 1 m - Sidelobe level: -18 dB - Back radiation level: -30 dB - Impedance (each sector): 60 Ω - Max. transmit power: 400 W - Max. pulse length: 2 ms - Max. duty cycle: 2 % - Physical dimensions: Diameter: 180 mm, Height: 85 mm (body), Total height: 165 mm - Weight: In air: 4 kg (incl. 2 m cable with SubConn), In water: 1.9 kg (incl. 2 m cable with SubConn) - Cable length: 2 m and SubConn connector (MCIL8M) - Cable diameter: 10.4±0.5 mm - Bending radius: Static: 100 mm (theoretical), Dynamic: 185 mm (theoretical) - Environment requirements: Storage temperature: Max.: +60°C, Min.: -20°C, Operating temperature: Max.: +40°C, Min.: -5°C - Beampattern at nominal frequency: 18°
https://www.kongsberg.com/maritime/products/commercial-fisheries/td/simrad-70khz-transducers/es70_7c/ | Simrad ES70-7C | https://www.simrad.online/td_070/es70_7c/sales/es70_7c_ds_en_a4.pdf | Simrad ES70-7C SPLIT-BEAM TRANSDUCER The Simrad ES70-7C is a wide-band split-beam transducer designed for fishery and fishery research applications. The beamwidth is 7 degrees at a nominal operational frequency of 70 kHz. The transducer is designed having four separate sectors and includes a sensor to measure the sea temperature. The transducer is normally mounted flush with the hull plating or the bottom of a blister. It is provided with an installation flange, and by means KEY FEATURES of a clamping ring, it is secured to a mounting ring welded into the hull • Wide-band split-beam plating or the bottom of a blister. The clamping ring is provided with thetransducer for fishery transducer and already fitted. The transducer can also be flush mounted and fishery research at the bottom of a drop keel. The transducer cable penetrates the hull applications using a stuffing tube and a cable gland. • Nominal freqency is70 kHz Order information • Frequency range: 45 to95 kHz To order the ES70-7C or any of the optional items provided with it, contact • Beamwidth is 7 degrees your local dealer. If you do not have a regular dealer, a list of all our • Maximum input power is distributors and dealers can be found on our website. Your dealer will also1000 W be able to help you with a detailed quotation including price and delivery • Physical dimensions: information.Diameter: 250 mm Height: 86 mm The transducer is available with two different transducer cables. Transducer • Cable gland (washers, rubber • Order number: gasket and packing nut insertedKSV-203678 transducer with a 20 on the cable) m open ended cable 428874 transducer with a 5 m Optional items cable fitted with a SubConn MCIL8M Order these optional items from Kongsberg Maritime, or manu- Included in all deliveries: facture them yourself. These • Mounting hardware items are not part of the stand- • Documents ard delivery. • ES7-203679 Clamping ringIncluded in with KSV-203678 • ES7-203680 Mounting ring • Stuffing tube • 382189 Transducer cable 164385/EES70-7C Technical specifications The technical specifications 8 and requirements provided are those valid when operating at the nominal frequency with all 6 sectors excited simultaneously. 4 Kongsberg Maritime are contin- uously working to improve the quality and performance of our 2 products. The technical specifi- cations may be changed without prior notice. 0 Performance specifications • Nominal frequency: 70 kHz -2 • Frequency range: 45 to 95 kHz • Beamwidth: 7 • Figure of merit: +5 dB -445 50 55 60 65 70 75 80 85 90 95 • Max. source level: 227 dB re µPaFrequency [kHz] per V @ 1 m • Transmit sensitivity (Su): 185 dBre µPa per V @ 1 m • Receive sensitivity (Mt): -180 dB 500 60475 re 1 V per µPa @ 1 m 450 • Sidelobe level: -21 dB425 40 • Back radiation level: -40 dB400 • Impedance (each sector): 78 Ω375 350 20 Power specifications 325 • Max. input power: 1000 W300 • Max. pulse length: 16 ms275 0 • Max. duty cycle: 1 % 250225 Weight and outline 200 -20 dimensions 175 • Physical dimensions: 150Diameter: 280 mm 125 -40 Height: 85 mm (body) 100 Total height: 165 mm 75 • Weight 50 -6045 50 55 60 65 70 75 80 85 90 95 In air: 9,4 kg (including cable 20 Frequency [kHz] m cable) In air: 6,5 kg (including 5 m 186 -174 cable SubConn) In water: 1,3 kg (without cable) 184 • Cable length:20 meters with open ended 182 -176 cable 5 meters with SubConn connec- tor cable 180 • Cable diameter: 12.4±0.5 mm • Bending radius: 178 -178Static: 100 mm (theoretical) Dynamic: 185 mm (theoretical) 176 Environment requirements 174 -180 • Depth rating: 20 meters • Storage temperature: 172Max.: +60°C Min.: -20°C 170 -182 • Operating temperature: 45 50 55 60 65 70 75 80 85 90 95Max.: +40°C Frequency [kHz] Min.: -5°C ]mho[ )¦Z¦( ecnadepmI ]Bd[ )M + uS( tireM fo erugiF ]V rep APµ1 er Bd[ )uS( ytivitisnes timsnarT ]V rep APµ1 er Bd[ )M( ytivitisnes evieceR Rules for transducer handling To secure the long life and accu- rate results, the transducer must be handled correctly. A transducer must always be handled as a delicate item. Wrongful actions may damage the transducer beyond repair. Observe these transducer handling rules: • Do not activate the transducerwhen it is out of the water. • Do not handle the transducerroughly, avoid impacts. • Do not expose the transducer todirect sunlight or excessive heat. • Do not use high-pressure water,sandblasting, metal tools, or Beam pattern strong solvents to clean the transducer face. E E • Do not damage the outer protec-tive skin on the transducer face. • Do not lift the transducer by thecable. • Do not step on the transducercable. A • Do not damage the transducercable, avoid sharp objects. B (CD017010B) F G C D Installation principle Kongsberg Maritime • (A) Steel blister, must be manufac- • (D) Guide to indicate “Forward”tured by the shipyard • (E) Air outlet • (B) Mounting ring, can be supplied by • (F) ForwardKongsberg Maritime • (G) Transducer cable • (C) Clamping ring, can be supplied byConnections • Sector 1Black cable to terminal J White cable to terminal H • Sector 2Black cable to terminal F Green cable to terminal E • Sector 3Black cable to terminal D Yellow cable to terminal C • Sector 4Black cable to terminal B Connections to a circular transducer socket Blue cable to terminal A • Digital output: Red cable to termi- The transducer connects to terminals A through N on a circular 12-pin Amphenolnal L socket (part number 099-133981). This socket is used on the General Purpose • Digital ground: Black screen to Transceiver (GPT), and on some versions of the Wide Band Transceiver (WBT).terminal N and plug housing • (A) Transducer seen from the top - observe the sector locations relative to the forward direction! • (B) Sectors • (C) Terminals • (D) Transducer socket seen from the outside • Screen: Red cable to terminalConnections to a circular transducer socket The transducer connects to terminals 1 through 8 on a circular 8-pin Sub Conn socket. This socket is used for some versions of the WideBand Transceivers (WBT). • (A) Transducer socket seen from outside • (B) Junction box • (C) Terminals • (D) Transducer socket seen from outsideKONGSBERG MARITIME Switchboard: +47 815 73 700 SIMRAD Global support 24/7: +47 33 03 24 07 Strandpromenaden 50 E-mail sales: km.sales@km.kongsberg.com | The Simrad ES70-7C is a wide-band split-beam transducer designed for fishery and fishery research applications. It features a beamwidth of 7 degrees at a nominal operational frequency of 70 kHz and is designed with four separate sectors. Additionally, it includes a sensor to measure the sea temperature. The transducer is typically flush mounted at the bottom of a blister or a drop keel, with the transducer cable penetrating the hull using a stuffing tube and a cable gland. It is provided with an installation flange and is secured to a mounting ring welded into the hull by means of a clamping ring. Orders for the ES70-7C or any optional items can be placed through local dealers or Kongsberg Maritime. The transducer is available with two different transducer cables, each with specific dimensions and order numbers. Included in all deliveries are mounting hardware, documents, clamping ring, and mounting ring. Additional optional items are available for separate purchase. The provided technical specifications and requirements are valid when operating at the nominal frequency with all sectors excited simultaneously. It is essential to observe specific rules for transducer handling to ensure its long life and accurate results. The installation principle for the transducer involves steel blister, mounting ring, and clamping ring. The transducer is connected to a circular transducer socket and a circular 8-pin Sub Conn socket. | Key Features: - Wide-band split-beam transducer for fishery and fishery research applications - Nominal operational frequency of 70 kHz - Beamwidth of 7 degrees - Maximum input power of 1000 W - Available with two different transducer cables - Included accessories: mounting hardware, documents, clamping ring, and mounting ring | Technical Specifications: - Nominal frequency: 70 kHz - Frequency range: 45 to 95 kHz - Beamwidth: 7 degrees - Figure of merit: +5 dB - Max. source level: 227 dB re µPa per V @ 1 m - Transmit sensitivity (Su): 185 dBre µPa per V @ 1 m - Receive sensitivity (Mt): -180 dB re 1 V per µPa @ 1 m - Sidelobe level: -21 dB - Back radiation level: -40 dB - Impedance (each sector): 78 Ω - Max. input power: 1000 W - Max. pulse length: 16 ms - Max. duty cycle: 1 % - Physical dimensions: Diameter - 280 mm, Height - 85 mm (body), Total height - 165 mm - Weight: In air - 9.4 kg (including cable), In water - 1.3 kg (without cable) - Cable length: 20 meters with open ended cable, 5 meters with SubConn connector cable - Cable diameter: 12.4±0.5 mm - Bending radius: Static - 100 mm, Dynamic - 185 mm - Depth rating: 20 meters - Storage temperature: Max. +60°C, Min. -20°C - Operating temperature: Max. +40°C, Min. -5°C
https://www.kongsberg.com/maritime/products/commercial-fisheries/td/simrad-70khz-transducers/simrad-es70-7cd/ | Simrad ES70-7CD | https://www.kongsberg.com/globalassets/discovery/simrad/transducers/70-and-es70/es70_7cd_ds_english.pdf | Simrad ES70-7CD Split beam echo sounder transducer Introduction The Simrad ES70-7CD is a split- beam composite transducer with a large bandwidth. This provides a fine range resolution, which is important for single fish detection and target strength measurement. The transducer has four quadrants. The ES70-7CD has been design to withstand a large water pressure, and is therefore well suited for underwater vehicles and other submerged platforms. Order numbers Transducer: 335039 Mounting ring: 350092* Clamping ring: ES7-203679* (*) These items must be ordered separately. Technical specifications 0 The following specifications are valid for a 70 • Electro-acoustic efficiency: 0.7 kHz pulse when all four quadrants are wired • Max. pulse power input: 1000 W in parallel. • Max. continuous power: 10 W(1) Note that all technical specifications can be • Max. transducer depth: 1500 m -10 altered without prior notifications. • Cable length: 1.5 m • Resonant frequency: 70 kHz • Connector: Burton (5501-2008) • Circular beamwidth: 7 deg • Approximate weights:-20 • Directivity: In air: 16 kgD: 650 In water: 8.7 kg -30° 30° DI = 10 log D: 28 dB • Storage temperature: -20° to 55°C • Equivalent two-way beam angle: -30Ψ: 0.009 10 log Ψ: -20.5 dB • Side lobes: Less than -23 dB • Back radiation: Less than -30 dB • Nominal impedance: 19 ohmEach quadrant: 75 ohm • Transmitting response: (1) The ping rate (pings per second) multiplied185 dB re 1μPa per V with the pulse duration (in seconds), and then • Receiving sensitivity, open multiplied with the power output, must be less (CD017031-005)than 10 W. circuit: -190 dB re 1V per μPa Beam pattern TECHNOLOGY FOR SUSTAINABLE FISHERIES www.simrad.com Simrad ES70-7CD Installation principle Burton underwater (A) Mounting ring connector (B) Towed body’s hull plating Pin configuration (C) Transducer A (D) Clamping ring (E) Bolts 1 3 B 4 Burtonfemale 7 6 transducerplug C 8 Pin1 + Q1 Aftstarboard Pin4 - Malereceptor Pin2 + Q2 Aftport Pin5 - Pin3 + D Q3 Foreport 3 2 1 Pin6 - 6 5 4 Pin7 + E Q4 Forestarboard 8 7 Pin8 - (CD017014D) (CD017010H) Outline dimensions All dimensions in mm Observe that the body of the transducer is higher than the body of the Simrad ES70-7C. ø280 80 Guidecam 105.2 15 R1 R5 Forward M8 Depth12mm Maxtorque:17Nm ø130 (CD017031-002) 359223 / Rev.A / March 2016 Simrad KongsbergMaritimeAS Telephone:+4733034000 | The Simrad ES70-7CD is a split-beam composite transducer with a large bandwidth, providing a fine range resolution essential for single fish detection and target strength measurement. It is designed to withstand high water pressure, making it suitable for underwater vehicles and other submerged platforms. The transducer consists of four quadrants, and the order numbers for additional components are Transducer: 335039, Mounting ring: 350092*, Clamping ring: ES7-203679*. The technical specifications include a 70 kHz pulse, electro-acoustic efficiency of 0.7, max pulse power input of 1000 W, max continuous power of 10 W, max transducer depth of 1500 m, cable length of 1.5 m, resonant frequency of 70 kHz, circular beamwidth of 7 deg, directivity in air and water, approximate weights, storage temperature, equivalent two-way beam angle, side lobes, back radiation, nominal impedance, transmitting and receiving sensitivity, beam pattern, and installation principle with outline dimensions. | - Split-beam composite transducer - Large bandwidth for fine range resolution - Four quadrants for enhanced functionality - Suitable for underwater vehicles and submerged platforms - Order numbers for additional components provided | Split beam echo sounder transducer, Electro-acoustic efficiency: 0.7, Max pulse power input: 1000 W, Max continuous power: 10 W, Max transducer depth: 1500 m, Cable length: 1.5 m, Resonant frequency: 70 kHz, Circular beamwidth: 7 deg, Directivity: In air: 16 kgD: 650 In water: 8.7 kg -30° 30° DI = 10 log D: 28 dB, Storage temperature: -20° to 55°C, Equivalent two-way beam angle: -30Ψ: 0.009 10 log Ψ: -20.5 dB, Side lobes: Less than -23 dB, Back radiation: Less than -30 dB, Nominal impedance: 19 ohm Each quadrant: 75 ohm, Transmitting response: (1) The ping rate (pings per second) multiplied185 dB re 1μPa per V with the pulse duration (in seconds), and then Receiving sensitivity, open multiplied with the power output, must be less (CD017031-005) than 10 W., Circuit: -190 dB re 1V per μPa, Beam pattern, Installation principle: Burton underwater, Outline dimensions: ø280, 80 Guidecam, 105.2, Depth 12mm, Max torque: 17 Nm, ø130
https://www.kongsberg.com/maritime/products/commercial-fisheries/fisherycatch/fx/ | Simrad FX | https://www.simrad.online/fx/sales/fx_brochure_en_a4.pdf | SIMRAD FX SYSTEM YOUR CHOICE OF: The world’s most advanced • sonars heads • deployment packagestrawl-mounted cable system • cameras • sensorsto suit most fisheries and research needs PUBLIC SIMRAD FX SYSTEM A real solution to the challenge of sustainable fishing The fishing industry demands tools that enable sustainable fishing. The FX system is Simrad’s answer. The FX system is a next-generation want to see what actually goes into trawl monitoring system from the net and to be able to take action Simrad. Simrad was one of the pioneers immediately to avoid bycatch. of cable-based trawl monitoring systems and is credited with The FX system features the industry’s introducing the world’s first trawl sonar fastest data link and is able to stream in 1986. sonar images, sensor data, and video in real time. The system is expandable In addition to acoustically identifying and can be interfaced with various species and fish size, our customers compatible devices. SIMRAD FX FX System overview Surface Telemetry Unit (STU) Live camera Ethernet switch Sonar Optional processors with software Trawl Sounder Kongsberg Maritime Net Sounder Winch with up to TrawlEye and Sensors 3000 m of 11 mm coaxial cable Current choice of Headrope Units, Cameras, Releases and other devices: FM90i FX80i Colour IP Camera Mechanical Release SIMRAD FX Deployment options Subsea cable attached to codend For pelagic and semi-pelagic trawlers Subsea cable attached to headrope For bottom trawlers with a vertical net opening of <12 meters Subsea cable attached to headrope and codend For shrimp nets, smaller vessels, research vessels TECHNICAL INFORMATION Cable Voltage: 400 V @ 2Amp Power Supply: 115-240 VAC Subsea Voltage Supply: 24 or 48 VDC (depending on port configuration) Link Speed: Up to 8 Mbps on 2500 m of 11 mm coaxial cable Provided Ports: One 48V port (for sonar head) and three 24V ports Number of Supported Devices: Up to four Ethernet devices (including up to two cameras and lights), or up to three Serial devices Specifications subject to change without any further notice. Standard terms and conditions apply. Consult factory prior to ordering. KONGSBERG PROPRIETARY: This document contains KONGSBERG information which is proprietary and con- fidential. Any disclosure, copying, distribution or use is prohibited if not otherwise explicitly agreed with KONGSBERG in writing. Any authorised reproduction in whole or in part, must include this legend. © 2021 KONGSBERG – All rights reserved. | SIMRAD FX SYSTEM: The SIMRAD FX system offers a selection of the world's most advanced sonar heads, deployment packages for trawl-mounted cable systems, cameras, and sensors to cater to a wide range of fisheries and research requirements. It presents a real solution to the challenge of sustainable fishing. As the fishing industry requires tools for sustainable fishing, the FX system by Simrad serves as a next-generation trawl monitoring system with the capability to acoustically identify species and fish size. It is expandable and can seamlessly interface with various compatible devices, featuring the industry's fastest data link for real-time streaming of sonar images, sensor data, and video. The system supports deployment options for different types of trawlers and vessels, making it a comprehensive solution for monitoring and enhancing fishing practices. | Key features of SIMRAD FX SYSTEM include: - Selection of advanced sonar heads, deployment packages, cameras, and sensors - Industry's fastest data link for real-time streaming of sonar images, sensor data, and video - Expandable system with seamless interfacing with compatible devices - Acoustic identification of species and fish size - Deployment options for pelagic and semi-pelagic trawlers, bottom trawlers, and shrimp nets | Technical specifications of SIMRAD FX SYSTEM: - Cable Voltage: 400 V @ 2Amp - Power Supply: 115-240 VAC - Subsea Voltage Supply: 24 or 48 VDC - Link Speed: Up to 8 Mbps on 2500 m of 11 mm coaxial cable - Provided Ports: One 48V port (for sonar head) and three 24V ports - Number of Supported Devices: Up to four Ethernet devices (including up to two cameras and lights), or up to three Serial devices
https://www.kongsberg.com/maritime/products/commercial-fisheries/fisherysonar/mf90/ | Simrad MF90 | https://www.simrad.online/mf90/sales/mf90_ds_en_a4.pdf | SIMRAD MF90 OMNI SONAR Technology for sustainable fisheries kongsberg.com/simrad SIMRAD MF90 OMNI SONAR Simrad MF90 Omni sonar Medium frequency catch sonar The MF90 is the latest addition to medium Sonar Operating Panel (SOP) frequency Simrad Omni sonars. The Sonar Operating Panel (SOP) includes a The composite transducer makes it handy multifunction joystick. It allows the possible to transmit and receive in a wide operator to control the tilt, vertical and inspec- range of frequencies, in fact 75-85 kHz! This tion beams easily just by pushing it and/or makes it possible to achieve high resolu- turning its top knob. With one single Operating tion on longer ranges as well as tuning the Panel you can control up to four sonars. Or frequency for better detection or avoiding right the opposite: you can connect up to three a noisy source such as another echosounder different Operating Panels on different loca- or any other acoustic source. The MF90 also tions onboard to operate one sonar just by has the latest Winson SW enabling the user to means of an Ethernet connection. One on the view the various windows on separate displays bridge, one on the wing and one in the tower, using the new docking feature. Another great for example. feature with the new SW is that it will ping all Also, the front panel USB port makes it beams at the same time reducing the ping rate possible to upgrade sonar SW as well as saving/ and increasing the update rate on the screen importing user settings. Dedicated buttons as dramatically. well as programmable buttons/knobs are also The composite transducer is more available. The SOP fits in the previous Simrad complicated to produce than traditional trans- SOP spot using a bracket, making the upgrade ducers with large investments in the produc- easy as well. tion line. Today, SIMRAD has one of the most sophisticated transducer production lines and design departments in the industry. 1 6 66 4 2 5 3 1. USB port 2. Multifunction Joystick 3. Trackball 4. User defined function buttons 5. User defined potmeters (Gain, range, etc.) 6. Sonar selector The MF90 is a broadband sonar capable of transmitting between 75 and 85 kHz. It features the new operating SW and is optimized for the new joystick Operating Panel. This makes the MF90 very efficient to use during purse seine operations when a lot of equipment must be operated at the same time. Notice the bandwidth here is 2 kHz with a center frequency of 80 kHz. This can be adjusted between 75-85 kHz. The MF90 is an Omni broadband sonar with a composite transducer. Here is an example from Mackerel fishery in the North sea. The MF90 includes the new Winson 2019 operating SW which provides several benefits. MF90 TECHNICAL SPECIFICATION Display Simrad 24” or 27” monitor or any PC monitor Menu Language English, Spanish, French, Chinese, Bangladesh, Vietnamese, Danish, German, Greek, Icelandic, Italian, Japanese, Korean, Norwegian, Polish, Russian, Swedish, Turkish, Chinese (Traditional), Chinese (Simplified) Echo presentation colors 64 Colors Operating modes Omni Horizontal, Vertical, 180 vertical, Inspection. Multitude of combinations. Dual Horizontal also supported. Sonar frequency 75-85 kHz, in 0.5 kHz steps Range scales Meters 25, 50, 75, 100, 150, 200, 300, 400, 500, 600, 700, 800, 900, 1000, 1200, 1500, 2000 m Feet 82, 150, 250, 350, 500, 650, 1000, 1300, 1600, 2000, 2200, 2500, 3000, 3200, 4000, 5000, 6500 feet Pulse length 1 to 40 ms, follows range scale and pulse name, e.g. LFM Long Transmission modes CW, FM (Linear FM) Beam width Vertical 7.5º Horizontal 360º Omni Ship speed 20 knots max (automatic withdrawal at max speed) 20 knots raising and lowering Automatic target track Yes, unlimited numbers but one is prioritised and controls the tilt Tilt Manual -5º to +55º in 1º steps Auto Yes Bearing line/Audio channel Manual Yes Auto Yes Power supply VAC 110/230 (3-phase for the hull unit) A. Display (second display is optional) B. Processor Unit C. Operating Panel (optional) D. Transceiver Unit E. Hoist motor F. Power Supply Unit G. Transducer 2021-10-04 / 488059 / Rev | The Simrad MF90 Omni Sonar is the latest addition to medium frequency Simrad Omni sonars. The composite transducer allows transmission and reception in a wide range of frequencies, specifically 75-85 kHz. This capability enables high resolution on longer ranges and the ability to tune the frequency for better detection or avoidance of noisy sources. The MF90 features the latest Winson SW, which allows the user to control the tilt, vertical and inspection beams easily using a multifunction joystick. It also enables the user to view various windows on separate displays and reduces the ping rate while increasing the update rate on the screen. Additionally, the MF90 is a broadband sonar optimized for efficient use during purse seine operations. The Sonar Operating Panel (SOP) includes a multifunction joystick, trackball, user-defined function buttons, user-defined potentiometers, and a sonar selector. The operating SW allows for a multitude of operating modes, supports dual horizontal operation, and has various language options for menu display. The MF90 is designed with a sophisticated transducer production line and is capable of being easily upgraded. | - Composite transducer allowing transmission and reception in the 75-85 kHz frequency range - Latest Winson SW enabling easy control of tilt, vertical, and inspection beams - Reduction of ping rate and increase in update rate on the screen - Broadband sonar optimized for efficient use during purse seine operations - Multitude of operating modes and language options - Easy upgrade capabilities | Display: Simrad 24” or 27” monitor or any PC monitor Menu Language: English, Spanish, French, Chinese, Bangladesh, Vietnamese, Danish, German, Greek, Icelandic, Italian, Japanese, Korean, Norwegian, Polish, Russian, Swedish, Turkish, Chinese (Traditional), Chinese (Simplified) Echo presentation colors: 64 Colors Sonar frequency: 75-85 kHz, in 0.5 kHz steps Range scales: Meters 25, 50, 75, 100, 150, 200, 300, 400, 500, 600, 700, 800, 900, 1000, 1200, 1500, 2000 m; Feet 82, 150, 250, 350, 500, 650, 1000, 1300, 1600, 2000, 2200, 2500, 3000, 3200, 4000, 5000, 6500 feet Pulse length: 1 to 40 ms, follows range scale and pulse name, e.g. LFM Long Transmission modes: CW, FM (Linear FM) Beam width: Vertical 7.5º, Horizontal 360º Omni Ship speed: 20 knots max (automatic withdrawal at max speed), 20 knots raising and lowering Automatic target track: Yes, unlimited numbers but one is prioritised and controls the tilt Tilt: Manual -5º to +55º in 1º steps, Auto Yes Bearing line/Audio channel: Manual Yes, Auto Yes Power supply: VAC 110/230 (3-phase for the hull unit)
https://www.kongsberg.com/maritime/products/commercial-fisheries/cm-sensors/pxflow/ | Simrad PX Flow | https://www.simrad.online/px/flow/sales/px_flow_ds_en_a4.pdf | SIMRAD PX FLOW SENSOR Wireless sensor to measure the water speed Different species swim at different speeds. For an efficient fishery it is important to know the trawl’s speed through water not the vessel’s GPS speed. The flow • Monitors the speed of the through the net can be affected by many factors like the tide, currents, towing upwater flow allowing you to or downhill, or even by the physical properties of the net itself. make real time decisions to maintain a correct When you know the water speed (flow) in the trawl’s opening or the tunnel in real towing speed time, you can increase or decrease the vessel speed to adjust to the target species. • Makes it easy to adaptthe vessel speed to the The Simrad PX Flow sensor is a wireless multifunction catch monitoring sensor target species that measures the speed of the water entering the trawl opening or inside • Multifunction: up to the trawl. Unlike other water speed sensors, the PX Flow sensor makes thiseight measurements measurement with the small built-in acoustic doppler current profiler (ADCP). • Built-in ADCP to measurethe speed of the water a Using the Doppler principle is a huge benefit because it enables you to measure distance from the net the speed of water at a distance from the net. This is particularly important if you • Fast update rate want to measure inside a trawl where you have a boundary layer with much less • Easy to carry and mount water speed close to the net than in the centre of the tunnel. • Metal protective cageavailable to avoid Available versions and measurements damages The Simrad PX Flow sensor is provided in two different versions. The version of a sensor is defined by its lid: •PX Flow sensor standard (neutral lid) •PX Flow sensor D/T (Depth/Temperature lid)476979 / Rev.B / April 2022 PX FLOW SENSOR By default, the sensor can make four measurements. With a proper license, the Simrad PX Flow sensor can make up to eight measurements: Flow - Geometry - Height - Roll - Pitch - Battery - Depth (lid dependent) - Temperature (lid dependent). In order to receive the information from the sensor, you need a suitable receiver, one or more hydrophones, as well as a computer running the Simrad TV80 program. Mounting For maximum performance, place your sensor on the headrope and/or on the tunnel, below the net. You can mount the sensor by attaching two snap shackles from its mounting bar to the headrope or net. A protective metal cage is also available. The use of this cage will ensure that The protective metal cage offers the sensor is not damaged during shooting and hauling. extra protection to the sensor. Range cells The water flow, or speed, is measured in one axis in two range cells: • Cell 1 refers to the volume of water starting 1 m away from the sensor andending 2 m away from the sensor • Cell 2 refers to the volume of water starting were Cell 1 ends, that is, 2 m awayfrom the sensor and ending 3 m away from it. TECHNICAL SPECIFICATIONS Maximum depth: 1,400 m Communication transducer: – Beamwidth: 60° (-3 dB) – Source level: 192 dB (maximum power) – Communication range: typical 1,500-2,500 m Flow measurement: -7.5 to 7.5 kts The water flow closer to the net (±0.1 kts accuracy) is reduced compared to the flow Roll angle measurement: ±90° (±2° accuracy) in the center of the trawl.The Pitch angle measurement: ±90° (±2° accuracy) built-in ADCP uses the Doppler Geometry measurement range: 0-600 m effect to measure the water speed. Height measurement range: 0.7-95 m – Beamwidth (height element): 50° (-3 dB) Depth accuracy*: 0.1 % of full scale depth (lid dependant) Update rate: 1.9-35 seconds approx. Battery lifetime The battery lifetime of a PX sensor depends on its number of measurements and their update rate, channel and output power, as well as the water temperature. Normal charging time for a fully depleted sensor battery is approximately three hours. Weights and outline dimensions Weight in air: 9.5 kg Approximately Weight in water: 3.5 kg Approximately The PX Flow sensor measures the Outline dimensions: water flow starting 1 meter away – Height: 128.5 mm from the sensor and in two range – Width: 150 mm cells (cones) of 1 meter each. - Length: 310 mm | The Simrad PX Flow Sensor is a wireless multifunction catch monitoring sensor that measures the speed of the water entering the trawl opening or inside the trawl. It helps in making real-time decisions to maintain a correct towing speed to adapt to the target species. The sensor is provided in two different versions, standard (neutral lid) and D/T (Depth/Temperature lid), each offering specific measurements and lid-dependent functionalities. It can make up to eight measurements with a proper license and requires a suitable receiver, hydrophones, and a computer running the Simrad TV80 program to receive the information. Mounting the sensor on the headrope and/or on the tunnel, below the net, is recommended for maximum performance and accuracy. A protective metal cage is available to ensure the sensor's safety during shooting and hauling. The water flow is measured in one axis in two range cells, with Cell 1 covering the volume of water starting 1 meter away from the sensor and ending 2 meters away, and Cell 2 covering the volume starting where Cell 1 ends and ending 3 meters away from the sensor. | Key Features: - Measures the speed of the water entering the trawl opening or inside the trawl - Provides up to eight measurements with a proper license - Requires a suitable receiver, hydrophones, and a computer running the Simrad TV80 program to receive the information - Recommended mounting on the headrope and/or on the tunnel, below the net for maximum performance - Protective metal cage available for sensor safety - Measures water flow in two range cells: Cell 1 (1-2 meters away) and Cell 2 (2-3 meters away) | Technical Specifications: - Maximum depth: 1,400 m - Communication transducer: Beamwidth: 60° (-3 dB), Source level: 192 dB, Communication range: typical 1,500-2,500 m - Flow measurement: -7.5 to 7.5 kts with ±0.1 kts accuracy - Roll angle measurement: ±90° (±2° accuracy) - Pitch angle measurement: ±90° (±2° accuracy) - ADCP uses Doppler effect for water speed measurement - Geometry measurement range: 0-600 m, Height measurement range: 0.7-95 m - Depth accuracy*: 0.1% of full scale depth (lid dependent) - Update rate: 1.9-35 seconds approx. - Battery lifetime varies based on measurements, update rate, channel, output power, and water temperature. Normal charging time for fully depleted sensor battery: approximately three hours - Weight in air: 9.5 kg Approximately, Weight in water: 3.5 kg Approximately - Outline dimensions: Height: 128.5 mm, Width: 150 mm, Length: 310 mm
https://www.kongsberg.com/maritime/products/commercial-fisheries/fisherysonar/sx90/ | Simrad SX90 | https://www.simrad.online/sx90/sales/sx90_ds_english.pdf | Simrad SX90 Long range high definition sonar system 360° omnidirectional sonar 90° vertical tip mode 20 to 30 KHz operational frequency Narrow beams Selectable beam width Hyperbolic FM Large dynamic range High definition Stabilized beams Dual beam operation Easy operation Store and recall sonar data Define your own user settings www.simrad.com T E C H N O L O G Y F O R S U S T A I N A B L E F I S H E R I E S SIMRAD SX90 Longer range with better resolution - same high resolution on all operative ranges The Simrad SX90 is a low frequency, high-definition; long range sonar, designed for vessels where long detection range is important. • Eleven user selectable frequencies different densities. Itfrom 20 to 30 kHz prevents also separates hard interference from other vessels. from soft bottom. • Fast moving objects like mackerel • Selectable Narrow,and tuna are detected further away Medium and Wide than with CW (continues wave) beamwidths tied in using the Hyperbolic FM mode. with long, medium and • In areas with hard bottom, longer short range settings improvedetection range is accomplished close range detection. by combining a narrow transmitter • At 30 kHz operating frequency, the beam with a special designed beam width is only 6.7°. narrow receiver beam. This • A new 180° vertical view tiltable removes most of the disturbing down to 90° is specially designed bottom echoes from the side lobes, for pelagic trawlers. • The long range and higher commonly seen on other sonar • New and faster full circle beam definition of the SX90 improves models. stabilization ensures better fish your catching abilities, and helps • The receiver’s wide dynamic detection in poor weather and/or you to make better use of yourrange easily identifies schools with when fishing close to the surface. time at sea. Horizontal and vertical beams Bow up/180° vertical Beam stabilization The combination of v ertical and horizontal The vertical slice is made “tippable”, and by When the beam stabilizer is activated, presentations show you the schools of fish both selecting a 60° tip angle (or less), a full 180° both the horizontal and vertical beams are from above and from the side at the same time. coverage is obtained. The tip angle can be electronically stabilized for roll and pitch. The It is not necessary to go over the t arget to see adjusted from +10 to -90°. This mode is ideal full circle beam stays on the t arget independent the vertical distribution on the echo sounder. when you are trawling for fish on deep water. of the vessel movement, even in rough seas. SIMRAD SX90 Off center presentation Offset the vessel to any screen position and enlarge the echoes for more detailed information. Operating panel vertical and horizontal sonar A dedicated operating panel presentation. provides fast and easy access to the E Range: Separate range control most frequently used functions. for vertical and horizontal sonar presentation. A Main switch: Power the sonar on F Cursor: Menu and cursor control. (and off), lower the transducer G Tilt: Easy control of the sonar’s B Symbol: Control the target tilt angle, or start automatic markers providing exact latitude search program. and longitude positioning. H Various: Store interesting screen C Mode: Select your favourite captures, and zoom in on details. display mode or user setting with I Train: Manual control of beam Full screen presentation the push on a button. training, start automatic search In full screen presentation, the D Gain: Separate gain control for and tracking programs. echo presentation will be extended to cover the entire display area. Hull units Three hull units are available: • SX92 will extend thetransducer 1200 mm. Maximum speed with transducer lowered is 24 knots. ”Two sonars in one” • SX93 will extend the In the dual mode, each sonar transducer 1600 mm. presentation can be set up as if you Maximum speed with were using two different s onars transducer lowered is 20 simultanously. Individual frequencies, knots. tilt angles, ranges, gain and filters can • SX95 will extend the be used. transducer 1000 mm. Maximum speed with transducer lowered is 12 knots. SIMRAD SX90 The Simrad SX90 sonar uses the ultimate of modern tilt and other parameters in order to technology to detect targets under difficult conditions. achieve better performance. If you find better setting, you save the new one settings as a new personal setting. Store and Recall The SX90 sonar can store 360° Omnidirectional sonar Hyperbolic FM display presentations manually or The SX90 transmits a narrow This is another unique Simrad automatically, and you can recall vertical beam 360° around the vessel. feature. The SX90 sonar transmits these later for further studies. All the The horizontal resolution is as narrow a long pulse with a continuously pictures in this document are screen as 8.5° making sharp edges around the variable frequency. The receiver captures from actual situations on the school during evaluation of different listens for an echo with the same fishing grounds from vessels already targets. frequency variations. Echoes with using the SX90 sonar. different frequency signatures are 90° Vertical Tip vastly reduced. The actual fish echoes User settings This a new feature on our sonars. are enhanced, and fish detection is The sonar can store an unlimited We transmit a narrow forward-looking made easier under difficult conditions. number of user settings for different fan-shaped 180° wide beam. The fan Hyperbolic FM gives you 30 times fishing conditions and different beam can be tilted from +10° and better range resolution than common operators. Sonar settings are often down to -90°. This feature is specially CW transmissions. personal, and most captains have designed for pelagic trawlers. favorite settings for different types of Large dynamic range fishing, species, time of day etc. On 20 to 30 kHz Picking the right school is the SX90 you can have your favorite The SX90 sonar can operate on important. Dynamic range means that settings stored and named just as you 11 different frequencies from 20 to you can tell the difference between a like. 30 kHz. Lower frequency give less scattered school providing a weaker absorption and wider beam for long echo, and a dense school giving a Noise filter range in deep water, where range stronger echo. Looking at the bottom The noise filter will suppress is limited by salinity. The higher echo, you can easily tell smooth from propeller noise, interference from frequencies provide narrower beams rough bottom. This is important when other acoustic systems on your own for use in shallow waters were range purse seining in shallow water, and vessel or on other vessels near by. is limited by reverberation. You will during pelagic trawling where the also avoid interference from other footrope can touch the bottom. sonars in the area Stabilized beams Narrow sound beams The SX90 sonar is vertically Unlike other sonars, the SX90 both stabilized evenly 360° around the transmits and receives with narrow ship, both for the horizontal as well beams. Narrow beams are important as the vertical beams. The stabilized in order to avoid false unwanted sonar beams enhance fish detection in echoes from bottom and surface, this poor weather making searching still limits the detection range. At 30 kHz possible in situations you earlier gave the transmit beam is only 6.7° wide. up. The receiver beam is only 7.4°. Dual mode Selectable beam width Conditions may sometimes change With a narrow beam you very quickly even within a few hours. continuously need to operate the tilt to With the dual mode feature you can keep the beam on the school. During set up two different sonar pictures the busy catching time, two wider on the monitor. One picture shows vertical beams can automatically be your normal settings, while the other selected. Target tracking is then made is used to test new settings, filters, less dependent on the tilt angle. modes, pulse lengths, frequencies, SIMRAD SX90 Mackerel detection The school of mackerel is dead ahead of the vessel. It can not bee seen in the horizontal view, only in the vertical view. The tilt indicator shown in the vertical picture tells you that you need more tilt in order to see the school in the horizontal view. The school is clearly shown in the vertical view at about 200 meter away from the vessel. The vertical view is primary used to measure the depth of the school. This view is provided so you do not need to sail directly over the school. This would scatter the fish, and break up the school in several smaller parts. The vertical view thus makes it easier to catch the fish. Operational frequency is 30 kHz using Hyperbolic FM transmission. Looking into the seine “Off centre” mode is selected to obtain better resolution in the direction of the school in horizontal and vertical views. The SX90 has a superb short range detection. In this screen capture the sonar is operated with a 300 meters range setting, and the fish is no more than 50 meters from the vessel, as clearly seen in both the horizontal and the vertical presentation. In the top right hand corner all PI depth sensors are fully marked down to 80 fathoms. SIMRAD SX90 Scattered mackerel detection The SX90 sonar is operated at 30 kHz. This upper frequency is selected because it will provide the narrowest beam. At 30 kHz, no other sonars can interfer with the performance of this sonar, even with mulitple similar sonars were operating in the area. The mackerel can be seen as a long “stripe of fish” ahead of the vessel in both horizontal and vertical views. The water depth is 100 meter, and the echo from a pipe line can be seen in the vertical presentation behind the vessel. Blue Whiting This screen captures shows how the SX90 has detected a school of Blue Whiting. The range is set 4500 meters, and the sonar detects the Blue Whiting all the way out to the end of the range. SIMRAD SX90 Tuna This sonar presentation shows a school of tuna. It has been detected all the way out to 2500 meters. In the vertical view you can also see a plankton layer at about 150 meters depth. Such layers can in some cases disturb the range detection capabilities, and create unwanted echoes as the horisontal beam hits the layer at one point in range. The SX90 overcomes this problem by means of its efficient filtering capabilities, and masks out the plankton layer in the same manner as unwanted surface echoes. Wreck detection This screen capture shows a long range detection of a sunken 35.000 ton cargo vessel. You can see it at 10° port side, it is marked with target tracking triangle. The wreck lays at about 100 meters depth. The other echoes are shallow banks in the area. The sonar is operated at 23 kHz using “FM Auto” and “Narrow Beam”. The position of the vessel, as well as time and date, is indicated in the dialog in the lower right hand corner of the presentation. SIMRAD SX90 Technical specifications For additional and more detailed • Frequency: 20 to 30 kHz specifications, see the Simrad SX90 Product • Range scale: 50 - 4500 m description. The document can be downloadedfrom www.simrad.com. • Tilt: +10° to -60° in 1° steps • Pulse modes: CW and FM • Transmission modes: Processor Unit Operating Panel- 360° omnidirectional - 180° vertical • Maximum speed: 12/20/24knots with transducer deployed, depending on hull unit Width: 445 mm Width: 385 mm Height (with shock absorbers): 185 mm Height: 165 mm Depth: 365 mm Depth: 51 mm System diagram Transceiver Unit B SIMRAD A Processor Unit MENU B Colour display C Operating Panel D Power Supply for the A PWR SIMRADSX90 Operating Panel SIMRAD E Transceiver Unit F Motor Control Unit G Hull Unit C D H Transducer Width: 520 mm Height (with shock absorbers): 750 mm Depth (with heat exchanger): 580 mm Hull Units See drawing on page 3. F D015040-001) C ( E G H 322074 / Rev.C / December 2011 Simrad KongsbergMaritimeAS Telephone:+4733034000 | The Simrad SX90 is a low frequency, high-definition; long range sonar, designed for vessels where long detection range is important. It offers eleven user selectable frequencies ranging from 20 to 30 kHz to prevent interference from other vessels and distinguish hard interference from soft bottom. The SX90 utilizes Hyperbolic FM mode to detect fast moving objects like mackerel and tuna further away, and for improved detection range in areas with hard bottom. The combination of vertical and horizontal presentations allows for a comprehensive view of fish schools from above and from the side simultaneously. The SX90 can store and recall sonar data, define user settings, and is designed for easy operation, making it ideal for sustainable fisheries. | - Low frequency, high-definition; long range sonar - Eleven user selectable frequencies from 20 to 30 kHz - Hyperbolic FM mode for improved detection range in various conditions - Vertical and horizontal presentations for comprehensive fish school view - Store and recall sonar data and define user settings - Easy operation for sustainable fisheries | Frequency: 20 to 30 kHz Range scale: 50 - 4500 m Tilt: +10° to -60° in 1° steps Pulse modes: CW and FM Transmission modes: Processor Unit Operating Panel- 360° omnidirectional- 180° vertical Maximum speed: 12/20/24 knots with transducer deployed, depending on hull unit Width: 445 mm Height (with shock absorbers): 185 mm Depth: 365 mm
https://www.kongsberg.com/maritime/products/commercial-fisheries/fisherysonar/simrad-sy50/ | Simrad SY50 | https://www.simrad.online/sy50/sales/sy50_ds_en_a4.pdf | SIMRAD SY50: • Small and compact, fits Compact fish-findingeven on smaller fishing vessels omni-sonar • Easy to install • 360 degrees omnidirec-tional The Simrad SY50 is an compact omnidirectional medium frequency fish-finding • Operating frequency is- sonar designed for costal fisheries.adjustable from 54 to 60 kHz The SY50 is mainly designed for smaller fishing vessels. It still offers the latest • Operating range up to technology available. This includes functionality you have formerly found only on2000 metres larger sonars and other acoustic systems we have delivered. • CW and FM pulse forms • Tilt from +10 to -60° • The transceiver electronics have been placed inside the cylindrical transducer. • Narrow beams This means less cables, less noise and easier installation. • Large dynamic range • The hull unit can be placed on an installation trunk with a diameter of only • High definition eight inches. The height of the trunk and the length of the transducer shaft can • Stabilized by internal be adjusted to fit the size of the vessel.sensor, can connect to • The transducer can be lowered to 40 or 60 centimetres below the hull. external motion reference unit (MRU) The centre operational frequency is 57 kHz, but you can select any operational • Easy operation frequency from 54 to 60 kHz in steps of 0.5 kHz. This frequency range gives you • Store and recall sonar an operating range of up to 2000 metres depending on the acoustic conditions.data • Define and save your own The cylindrical multi-element transducer allows the omnidirectional sonar beamsuser settings to be tilted electronically from +10 to -60° in 1° steps. This permits you to auto- • Clear and easily compre- matically track schools of fish, and to observe the whole water volume aroundhensive sonar data the vessel. A built-in stabilizing system is included for electronic pitch and roll • 256 transceiver channels compensation, but you can connect to an external sensor for improved accuracy.467019 / Rev.A / March 2021 SIMRAD SY50 The compact size and ease of installation makes the Simrad SY50 ideal for vessels with limited room for a sonar installation. There is no transceiver cabinet, only a small power supply. All the transceiver electronics are contained inside the transducer. The communication between the hull unit and the computer on the bridge is limited to a single Ethernet cable. Both the hull unit and the computer may also operate on DC power. This makes the SY50 a perfect choice for coastal fishing vessels that have no 3-phase power system on-board. Using 256 individ- ual receiver- and transmitter channels the SY50 offers a clear and high-resolution sonar presentation, one that is not previously seen on a sonar in this price range. Our well known “large sonar“ functions like full beam stabilisation, vertical views, FM transmission, single-ping transmission (horizontal and vertical in one ping) are included. The popular “Winson” operating software known from all Simrad products is used. With the familiar user interface available in almost 20 languages the SY50 is exceptionally easy to use. The SY50 is provided with a small and compact computer. This computer does not contain any fans or other moving parts. It can therefore safely be installed and used in a humid environment. To simplify the basic operating features we can provide a small operating panel. This panel is smaller than the other panels we have. It is easy to install among other equipment on a populated control desk. The operating panel communicate with the computer using a single USB cable. Our well known “large sonar“ functions are included with the Simrad SY50. This includes full beam stabilisation A A F 1 2 B C D E A. Display (Second display is optional) B. Processor Unit G C. Operating Panel (Option) D. Power Supply Unit E. Hull Unit F. Hoist motor G. Installation trunk H. Transducer H One single Ethernet cable connects the computer on the bridge to the Power Supply Unit and the transducer in the sonar room. | The Simrad SY50 is a compact omnidirectional medium frequency fish-finding sonar designed for coastal fisheries. It is small and compact, fitting even on smaller fishing vessels. The operating frequency is adjustable from 54 to 60 kHz, and it offers an operating range of up to 2000 meters. The transceiver electronics are placed inside the cylindrical transducer, allowing for less cables, less noise, and easier installation. The transducer can be lowered to 40 or 60 centimeters below the hull, and it can be tilted from +10 to -60°. The SY50 offers a clear and high-resolution sonar presentation and includes well-known sonar functions like full beam stabilization, vertical views, FM transmission, and single-ping transmission. It is exceptionally easy to use with the familiar user interface available in almost 20 languages. The compact size and ease of installation make it ideal for vessels with limited room for a sonar installation. The communication between the hull unit and the computer on the bridge is limited to a single Ethernet cable, and both the hull unit and the computer can operate on DC power. | • Small and compact, fits even on smaller fishing vessels • Operating frequency adjustable from 54 to 60 kHz • Operating range up to 2000 meters • Transceiver electronics placed inside the cylindrical transducer • Transducer can be lowered to 40 or 60 centimeters below the hull • Clear and high-resolution sonar presentation • Full beam stabilization, vertical views, FM transmission, and single-ping transmission • Familiar user interface available in almost 20 languages | Category: Fish Finding Sonar Parameters: Operating Frequency, Operating Range, Transceiver Placement, Transducer Adjustability, Sonar Presentation, User Interface Parameter Value: 54-60 kHz, Up to 2000 meters, Inside cylindrical transducer, Lowered to 40 or 60 centimeters, Clear and high-resolution, Available in almost 20 languages
https://www.kongsberg.com/maritime/products/ocean-science/mapping-systems/sonars/sonar-processing-software-ms1000/ | Sonar Processing Software, MS1000 | https://www.kongsberg.com/contentassets/e2918278f6864aa094e7628021ac0486/ms-1000-processing-software-brochure.pdf | Support MS1000 Sonar Processing Software Technical training Repair and Upgrade Services Scanning Sonar KONGSBERG provides hands–on training delivered Our factory or an approved service depot can repair on site for groups up to 24 people. Larger groups can be MS1000 Scanning Sonar. Mid-life upgrades and re-builds accommodated on request. Refresher courses are also are provided by the factory. Software upgrades can be available. downloaded from our site. MS1000 Sonar Processing Software Telephone Support Description Call +1-888-464-1598 Toll Free for support during normal working hours, 0800 to 1600 hrs PST. MS1000 software is a Microsoft Windows-based application that can be configured to control the complete line Technical specifications of Kongsberg Mesotech Ltd. digital scanning sonars and altimeters via industry standard telemetry interfaces. System Requirement Specifications MS1000 software installation • Processor: 1 GHz 32 bit (x86) or 64 bit (x64) processor or higher includes both MS1000 Express and • Memory: 1 GB or more RAM MS1000 Standard Edition. The • Interface Port: 2 or more USB ports MS1000 Express does not require a • Input device: Keyboard, Mouse, MS1000 Remote Keypad (optional) (901-80020000) security key (dongle) to run one domed • Operating System: Microsoft Windows 10 (32 bit or 64 bit) sonar head or one altimeter. TheMS1000 Standard Edition requires a dongle to run a sonar head with enhanced Interface Specifications features. Both versions will playback • Serial: RS232/RS485 through user supplied telemetry system recorded files without a dongle. • USB: MS1000 USB Interface Unit (901-60160000, 901-60240000, 901-60310000) The MS1000 software converts • Ethernet: 1171 Ethernet Sonar Head (975-23860000) a standard PC into a full-function sonarprocessor without the need for additional boards or hardware. Compatible Devices MS1000 Applications • 1171 Series Digital Sonar Head • Single-Axis Heavy Duty Rotator (806-00360000) • ROV Obstacle Avoidance • 1107 Series Altimeter • ROV Pipeline Profiling • Underwater Inspection • Offshore DecommissioningPart Numbers: • Search And Recovery • 901-10010000 MS1000 Standard Edition License, • 901-10300000 MS1000 Express Edition Media and • Diver safetyMedia and Documentation Kit, comprising the Documentation Kit, comprising the following: following: • Media for MS1000 Software Based Sonar Processor Standard Integrated Survey • Software License Key for MS1000 Software Based Sonar Edition and Express Edition (USB Drive) Features (StandardProcessor Standard Edition • Documentation for MS1000 Software Based Sonar Processor Edition Only) • Media for MS1000 Software Based Sonar Processor Standard Standard Edition and Express Edition • Helmsman DisplayEdition and Express Edition (USB Drive) • Survey line planning • Documentation for MS1000 Software Based Sonar Processor • Survey area coverage displayStandard Edition and Express Edition • Survey map/chart planning • GeoTiff Files importing • Coordinate conversion,Due to the continuous development of its products, Kongsberg Mesotech Ltd. reserves the right to alter the specifications shown projection and Datum shift above without notice. Please contact the manufacturer for information on any updated specifications. • Sonar location calibration • Event recording and replayCopyright © 2020, Kongsberg Mesotech Ltd. 901-10017901-1.2 Kongsberg Mesotech Ltd. 1598 Kebet Way, Telephone: +1.604.464.8144 Telefax: Profiling images captured with Port Coquitlam, BC +1.604.941.5423 Standard Edition software, V3C 5M5 www.km.kongsberg.com/mesotech Canada km.sales.vancouver@km.kongsberg.com courtesy VRT Finland. Key Features MS1000 Express MS1000 Standard Interconnect Diagrams Telemetry Interface Scanning Imaging/Profiling Sonar ROV Interconnect Diagram RS232/RS485 X X Interconnect Diagram USB X X MS1000 Ethernet Head X X Sonar Computer MS1000 Computer & Keypad Processing & Keypad Sonar Sonar Head Support M OSS POEF1 RTAW0 TAI0 NRGE0 Software MS1000 Processing OSPOEFRTAWTAINRGE Software Altimeter X X Software Key Domed head X X Ethernet/Serial DAS X Handheld GPS USB Hi-Resolution Sonar X Topside Multiplexer Multiple Sonar operation X USB/Power Sonar Head Settings Interface Unit Gain, Range, Resolution X X Scan Sector, Scan Speed X X RS232/485 Transmit Power, Frequency X X ROV Umbilical ROV Scan Mode Polar, Sector X X Communication & Power Interconnect Scan Mode Sidescan, Echosounder X Infrastructure Cable Pulse Length, Bandwidth, TVG X Peak Detection, Compression X Target Tracking X ROV Multiplexer Profiling and Export X Sonar Display Settings Colour Palette Selection X X High-Resolution RS232/RS485/Ethernet Single-Beam Grids, Cursors, and Annotations X X Sonar Multilingual User Interface X X Sonar Slant Range Correction X External Sensor Support NMEA Standard Sensor X X Valeport MIDAS CTD Sensor X Below left: Trackplotter Display—ROV view. Below right: bridge piling. Track Plotter Survey features X Image below right courtesy VRT Finland. Maintenance Program sonar factory baud rate X X Upgrade sonar firmware X X Factory Reset X X Data recording and playback X X Error message log window and file X X Multiple user operation X Express Edition Standard Edition Ideally suited for single sonar head operation on ROVs Tailored for underwater search, surveys, and underwater and SAR Express. construction support where geo-referencing of targets is required. Incorporates key features for underwater SAR | KONGSBERG provides hands–on training delivered on site for groups up to 24 people. Larger groups can be accommodated on request. Refresher courses are also available. Our factory or an approved service depot can repair MS1000 Scanning Sonar. Mid-life upgrades and re-builds are provided by the factory. Software upgrades can be downloaded from our site. MS1000 software is a Microsoft Windows-based application that can be configured to control the complete line of Kongsberg Mesotech Ltd. digital scanning sonars and altimeters via industry standard telemetry interfaces. MS1000 Express does not require a security key (dongle) to run one domed sonar head or one altimeter. The MS1000 Standard Edition requires a dongle to run a sonar head with enhanced features. Both versions will playback recorded files without a dongle. The MS1000 software converts a standard PC into a full-function sonar processor without the need for additional boards or hardware. | MS1000 Express - Ideally suited for single sonar head operation on ROVs and SAR Express MS1000 Standard - Tailored for underwater search, surveys, and underwater construction support where geo-referencing of targets is required | System Requirement Specifications - Processor: 1 GHz 32 bit (x86) or 64 bit (x64) processor or higher includes both MS1000 Express and MS1000 Standard Edition - Memory: 1 GB or more RAM - Interface Port: 2 or more USB ports - Input device: Keyboard, Mouse, MS1000 Remote Keypad (optional) (901-80020000) - Operating System: Microsoft Windows 10 (32 bit or 64 bit) Interface Specifications - Serial: RS232/RS485 through user supplied telemetry system - USB: MS1000 USB Interface Unit (901-60160000, 901-60240000, 901-60310000) - Ethernet: 1171 Ethernet Sonar Head (975-23860000) Compatible Devices - 1171 Series Digital Sonar Head - 1107 Series Altimeter - Underwater Inspection - Offshore Decommissioning Part Numbers - 901-10010000 MS1000 Standard Edition License - 901-10300000 MS1000 Express Edition Media and Documentation Kit
https://www.kongsberg.com/maritime/products/ocean-science/mapping-systems/sub-bottom-profilers2/sub-bottom-profiler-sbp-27/ | Sub-bottom profiler, SBP 27 | https://www.kongsberg.com/globalassets/maritime/km-products/product-documents/sbp-27-data-sheet.pdf | SBP 27 SUB-BOTTOM PROFILER The SBP 27 is the next generation narrow beam, multibeam sub-bottom profiler, and is the successor of the SBP 120 and SBP 300. The system has new and improved technology, wider bandwidth 2 – 9 kHz and accordingly improved range resolution. The SBP 27 has significantly reduced beam widths improved penetration and less cluttered imaging. compared to conventional sub-bottom profilers. This is obtained by one linear transmitter array mounted along SBP 27 comes as 3, 6 or 12 degrees transmitting array the vessel keel, and one linear hydrophone array (shared system. For the three-degree transmitter, the frequency with the EM 122/302) mounted orthogonal to the keel. dependent source level is above 224 dB re 1 μPa @ 1m The footprint of the transmitter array is wide acrosstrack between 3.5 kHz and 6.5 kHz. and narrow alongtrack, whereas the opposite is the case for the receiver array. The combined beam pattern of the Because the transmit beam is wide acrosstrack and all two arrays is a narrow beam. hydrophones are sampled individually, the SBP 27 can make a fan of narrow beams acrosstrack per ping. This The benefits of using large arrays are: multibeam capability of the SBP 27 is useful for: • Increase source level: The larger the transmitter • Finding the specular return(s) in rough terrainarray, the more power can be injected (without despite the narrow beams. risking cavitation). • Resolving lateral specular returns in rough terrain • The directivity of the transmitter also increases with • Detecting buried objectsthe size of the transmitter, which implies a further • Obtaining information about the sloping angle of increase of the source level. sediments (which sometimes changes with range • The reverberation volume is greatly reduced with and may be completely different from that of the seareduced beam widths. (The reverberation volume floor). roughly increases with the square of the beam width.) The SBP 27 beams are electronically stabilized for roll • The increased directivity of the SBP 27 receiver and pitch, and the data are heave compensated.array compared to smaller receivers improves the suppression of acoustic noise The composite echogram The system has several advantages when encountering The array geometry of the SBP 27 is the same as that sloping sediments compared to other systems; utilizing used by the EM multibeam echo sounders. For recep- its multibeam capability the SBP 27 may be set up to scan tion, it uses the wideband receive antenna of the EM the volume by cyclically tilting the TX beam to create the system. With much narrower beam widths than conven- best combination of data in one single echogram. tional sub-bottom profilers, the SBP 27 provides supe- rior specular return to backscatter ratio and thereby 449272 /A March 2019 FEATURES • Operated in parallel with the EM • Composite echogram122 or EM 302 multibeam echo sound- • Burst and multi-pulse modes to er* maintain a high ping rate in deep • High source level waters • Narrow beams giving improved pene- • The normal transmit waveform is atration, cleaner data and excellent linear chirp. The outer limits for angular resolution the start and stop frequencies of • Wider beams can be made when de- the chirp are 2 to 9 kHz, providingsired. A swath of beams can be a maximum vertical resolution of generated per ping, offering across- approximately 0.2 milliseconds. track slope robustness. This is • For the SBP 27 the bandpass filter also useful for detection of buried of the preamplifier is attenuating objects and studies of backscatter frequencies above 7 kHz • Transmit modes offering TX tilt-ing and TX beam width variation available when narrow beams are unfavourable TECHNICAL SPECIFICATIONS Operating frequency 2 to 9 kHz** Transmit beam width @4kHz 3°, 6° or 12° depending on SBP 27 system Receive beam width EM 122 3°, 6° or 12° depending on EM 122 system Receive beam width EM 302 7° or 14° depending on EM 302 system Pulse length (FM and CW) 2ms to 100ms Max ping rate 20 Hz (burst mode 5 Hz) Range resolution 0.2ms Pulse types CW, Linear FM, Hyperbolic FM, Ricker Operational depths <10m - 11.000m Source level 3°: 219-228 dB 6°: 213-222 dB 12°: 207-216 dB Roll, pitch and yaw stabilization Yes Volume scanning along ±15 degrees External inputs Position Heading Motion sensor (roll, pitch, heave) External clock Depth, bottom slope angles and sound velocity information (from any EM multibeam echo sounder) PHYSICAL SPECIFICATIONS Length (mm) Width (mm) Height (mm) Weight (kg) 3 deg transducer 7450 800 350 1150 frame 6 deg transducer 3834 800 350 575 frame 12 deg transducer 1970 800 261 288 frame Transceiver cabinet 758 545 867 ~100 TX/RX Junction box 303 500 440 15.3 Operator station 379 338 100 mm 7 * When the transceiver cabinet of the SBP 27 is used with the RX of the new generation EM 124 or EM 304 multibeam echo sounder, the model number is SBP 29. **For the SBP 27 the bandpass filter of the preamplifier is attenuating frequencies above 7 kHz. Specifications subject to change without any further notice. KONGSBERG MARITIME | The SBP 27 is the next generation narrow beam, multibeam sub-bottom profiler, and is the successor of the SBP 120 and SBP 300. The system has new and improved technology, wider bandwidth 2 – 9 kHz and accordingly improved range resolution. The SBP 27 has significantly reduced beam widths improved penetration and less cluttered imaging compared to conventional sub-bottom profilers. This is obtained by one linear transmitter array mounted along the vessel keel, and one linear hydrophone array (shared system. For the three-degree transmitter, the frequency with the EM 122/302) mounted orthogonal to the keel. The footprint of the transmitter array is wide acrosstrack between 3.5 kHz and 6.5 kHz. Because the transmit beam is wide acrosstrack and all hydrophones are sampled individually, the SBP 27 can make a fan of narrow beams acrosstrack per ping. The array geometry of the SBP 27 is the same as that used by the EM multibeam echo sounders. For reception, it uses the wideband receive antenna of the EM system. With much narrower beam widths than conventional sub-bottom profilers, the SBP 27 provides superior specular return to backscatter ratio and thereby. The benefits of using large arrays are: multibeam capability of the SBP 27 is useful for increasing source level, finding the specular return(s) in rough terrain, resolving lateral specular returns in rough terrain, detecting buried objects, and obtaining information about the sloping angle of sediments. | Operated in parallel with the EM 122 or EM 302 multibeam echo sounder. High source level. Narrow beams giving improved penetration, cleaner data and excellent angular resolution. Wider beams can be made when desired. A swath of beams can be generated per ping, offering acrosstrack slope robustness. Transmit modes offering TX tilting and TX beam width variation available when narrow beams are unfavourable. | Operating frequency: 2 to 9 kHz. Transmit beam width @4kHz: 3°, 6° or 12° depending on SBP 27 system. Receive beam width EM 122: 3°, 6° or 12° depending on EM 122 system. Receive beam width EM 302: 7° or 14° depending on EM 302 system. Pulse length (FM and CW): 2ms to 100ms. Max ping rate: 20 Hz (burst mode 5 Hz). Range resolution: 0.2ms. Operational depths: <10m - 11.000m. Source level: 3°: 219-228 dB, 6°: 213-222 dB, 12°: 207-216 dB. Roll, pitch and yaw stabilization: Yes. Volume scanning along ±15 degrees. External inputs: Position, Heading, Motion sensor (roll, pitch, heave), External clock, Depth, bottom slope angles and sound velocity information (from any EM multibeam echo sounder). Physical Specifications: Various physical specifications including length, width, height, and weight for different components of the SBP 27 system.
https://www.kongsberg.com/maritime/products/ocean-science/mapping-systems/sub-bottom-profilers2/sub-bottom-profiler-sbp29/ | Sub-bottom profiler, SBP 29 | https://www.kongsberg.com/globalassets/maritime/km-products/product-documents/sbp-29-data-sheet.pdf | SBP 29 SBP 29 - SUB-BOTTOM PROFILER The SBP 29 is the next generation narrow beam sub-bottom profiler, and is the successor of the successful SBP 120 and SPB 300. The system has new and improved technology, wider bandwidth 2 – 9 kHz and improved range resolution. The primary application of the SBP 29 is to do sub-bottom The SBP 29 beams are electronically stabilized for roll and imaging of sediment layers and buried objects, The data can be pitch, and the data are heave compensated. The system has stored as raw or in SEG-Y format. a couple of advantages when encountering sloping sediments System properties that affect image quality are: compared to other systems: • A narrow beam width • For each ping a swath of beams can be made that cover the • The range resolution limited by the signal bandwidth across track footprint of the transmitter, making the system • A high source level that improves the signal to noise ratio tolerant to across track slopes. • It is possible to operate with wider beams, trading slopeThe array geometry of the SBP 29 is the same as that used robustness for signal quality. by the EM multibeam echo sounders. For reception it uses the wideband receive antenna of the EM system. With much Two transmit modes are implemented as tools when sloping narrower beam widths than conventional sub-bottom profilers, sediments is a problem: the SBP 29 provides superior specular return to backscatter • One transmit mode allows cyclic variation of the beam widths. ratio and thereby improved penetration and less cluttered In this manner echograms imaging the sub-bottom with imaging. SBP 29 comes as 3, 6 or 12 degrees transmitting array narrow and wide beams can be collected in a single pass. system. When sloping sediments are missing in the narrow beam echogram, this information can be found in the wide beam. For the three degree transmitter, the frequency dependent • The other transmit mode offers volume scanning with narrow source level is above 224 dB re 1 μPa @ 1m between 3.5 kHz beams. By combining information from all beams in a scan, a and 6.5 kHz. composite echogram can be made with the slope robustness of a wide beam system and the data quality of a narrow beam system. FEATURES • High source level. Can be reduced by 30 dB in steps of 1 dB. • Narrow beams giving improved penetration, cleaner data,and good angular resolution. • Wider beams can be made when desired. • A swath of beams can be generated per ping, offeringacrosstrack slope robustness. This swath is also useful for detection of buried objects and studies of backscatter. • Transmit modes for use when narrow beams areunfavourable: • Cyclic variation of beam width • Cyclic variation of alongtrack beam tilt (volume scanning) • Typically operated in parallel with the EM system, eithersynchronized or unsynchronized. • Burst and multi-pulse modes to maintain a high ping rate indeep water TECHNICAL SPECIFICATIONS SBP 29 performance data External inputs Operating frequency 2 to 9 kHz* Position Number of beams per ping Maximum 11 Heading Maximum ping rate 20 Hz (Burst mode 5 Hz) Motion sensor (pitch, roll and heave) Beamwidth, 4 kHz (along x across): External clock Transmit 3/6/12 x 35 degrees Depth, bottom slope angles and sound velocity information (from any EM multibeam echosounder) Receive (EM 12x) 80 x 3/6/12 degrees Receive (EM 30x) 120 x 7/14/28 degrees Beam spacing ≤ 15 degrees Fan width (RX) ≤ 30 degrees Pulse length (FM and CW) 2 to 100 ms Pulse type FM (linear or hyperbolic), Ricker, CW Range sampling rate 20.48 kHz Roll stabilization Yes Pitch stabilization Yes Heave compensation Yes Range resolution 0.2 ms Volume scanning (along) +/- 15 degrees Maximum penetration >200 m (3 deg. system, depending on type of sediments and noise) *When the transceiver cabinet of the SBP 29 is used to upgrade existing SBP 120/300 systems the model number is SBP 27. For the SBP 27 the bandpass filter of the preamplifer is attenuating frequencies above 7 kHz. Specifications subject to change without any further notice. EM is a registered trademark of Kongsberg Maritime AS in Norway and other countries. KONGSBERG MARITIME Switchboard: +47 815 73 700 8102 hcraM B/787724 | The SBP 29 is a next-generation narrow beam sub-bottom profiler and the successor of the SBP 120 and SPB 300. It features new and improved technology with wider bandwidth 2 – 9 kHz and enhanced range resolution. Its primary application is for sub-bottom imaging of sediment layers and buried objects, with electronically stabilized beams for roll and pitch, and heave compensation. The system has the capability to store data as raw or in SEG-Y format. The SBP 29 offers advantages when encountering sloping sediments compared to other systems. It provides superior specular return to backscatter ratio and improved penetration with less cluttered imaging due to its narrow beam widths. It also allows for wider beams operation when necessary, and offers two transmit modes to address sloping sediments as well as burst and multi-pulse modes for high ping rates in deep water. | - High source level - Narrow beams for improved penetration and cleaner data - Ability to generate wider beams when desired - Swath of beams per ping for across track slope robustness and buried object detection - Transmit modes for unfavorable narrow beam conditions: cyclic variation of beam width and alongtrack beam tilt - Typically operated in parallel with the EM system, synchronized or unsynchronized - Burst and multi-pulse modes for high ping rate in deep water | Operating frequency: 2 to 9 kHz Number of beams per ping: Maximum 11 Maximum ping rate: 20 Hz (Burst mode 5 Hz) Transmit beamwidth: 3/6/12 x 35 degrees Receive beamwidth (EM 12x): 80 x 3/6/12 degrees Receive beamwidth (EM 30x): 120 x 7/14/28 degrees Beam spacing: ≤ 15 degrees Fan width (RX): ≤ 30 degrees Pulse length: 2 to 100 ms Range sampling rate: 20.48 kHz Roll stabilization: Yes Pitch stabilization: Yes Heave compensation: Yes Range resolution: 0.2 ms Volume scanning (along): +/- 15 degrees Maximum penetration: >200 m (3 deg. system, depending on sediments and noise) *When the transceiver cabinet of the SBP 29 is used to upgrade existing SBP 120/300 systems the model number is SBP 27. For the SBP 27, the bandpass filter of the preamplifier is attenuating frequencies above 7 kHz. Specifications subject to change without any further notice.
https://www.kongsberg.com/maritime/products/marine-robotics/uncrewed-surface-vehicle-sounder/ | Uncrewed Surface Vehicle, Sounder | https://www.kongsberg.com/contentassets/67e20994629a4f4c859ed11af2f458f8/usv-sounder-productsheet.pdf | KEY FEATURES: • Unique hull design foroptimal performance • Robust and reliable hulland propulsion system • Flexible payloadcapabilities – moonpool, bow and hull mount • 200+ hours of continuousoperation • Max speed 12 knots • K-MATE autonomousnavigation and control • Shipped in standardcontainers • USV Fleet Management • Compatible with VestdavitLARS • Foldable mast forcontainerized transport and easy mobilization Applications: USBL POSITIONING SCIENTIFIC AND RESEARCH • AUV USBL position aiding • Custom payload installation in moon- • Seismic support pool, hull or bow • LBL/USBL calibration and position fix • CTD measurement with winchMULTIBEAM ECHO SOUNDER FISHERY • Hydrographic surveys • SX95 fishery sonar for fish finding • Harbor surveys • ES80/EK80 echosounder • SearchTechnical specifications Length 8m Beam 2.2m Height 2.3/4.4m (mast down/up) Draft 0.7m Weight 4,200kg – ready to operate Propulsion 125hp Steyr diesel engine with fixed pitch propeller Speed 12 knots (max) Endurance 10 days @ 4 knots Payload power > 4 kW @ 4 knots K-MATE autonomy engine for direct, supervised and Control autonomous operation Communication Maritime Broadband Radio/Iridium (VSAT optional) | The product offers a unique hull design for optimal performance and a robust and reliable hull and propulsion system. It also provides flexible payload capabilities for moonpool, bow, and hull mount, as well as 200+ hours of continuous operation. With a maximum speed of 12 knots, it features K-MATE autonomous navigation and control and is shipped in standard containers. The product is compatible with Vestdavit LARS and has a foldable mast for containerized transport and easy mobilization. Its applications include USBL positioning, scientific and research, AUV USBL position aiding, custom payload installation in moonpool, hull or bow, seismic support, and CTD measurement with winch. Additionally, it is suitable for multibeam echo sounder, fishery, hydrographic surveys, SX95 fishery sonar for fish finding, ES80/EK80 echosounder, harbor surveys, and search. | • Unique hull design for optimal performance • Robust and reliable hull and propulsion system • Flexible payload capabilities – moonpool, bow and hull mount • 200+ hours of continuous operation • Max speed 12 knots • K-MATE autonomous navigation and control • Shipped in standard containers • USV Fleet Management • Compatible with Vestdavit LARS • Foldable mast for containerized transport and easy mobilization | Length: 8m Beam: 2.2m Height: 2.3/4.4m (mast down/up) Draft: 0.7m Weight: 4,200kg – ready to operate Propulsion: 125hp Steyr diesel engine with fixed pitch propeller Speed: 12 knots (max) Endurance: 10 days @ 4 knots Payload power: > 4 kW @ 4 knots K-MATE autonomy engine: for direct, supervised and autonomous operation Communication: Maritime Broadband Radio/Iridium (VSAT optional)
https://www.kongsberg.com/maritime/products/ocean-science/ocean-science/es_scientific/sci_es_transceivers/wbat/ | WBAT | https://www.simrad.online/ek80/sales/wbat_ds_en_a4.pdf | KEY FEATURES WIDEBAND AUTONOMOUS TRANSCEIVER • Autonomous all-in-oneecho sounder • Advanced mission control WBAT • Internal battery and datastorage • More than 1 year WBAT is a cutting-edge subsea innovation rising from a need to monitordeployment marine life and detect gas leaks at virtually any corner of the world. • Depth rating: There is a1500 m version and a 6000 The WBAT is at the forefront of monitoring marine life. The instrument m version is available in two versions. The standard version is enclosed in an • Frequencies 30-500 kHz aluminimum housing and depth range is 1500m. The extended version is • Connects two split-beam enclosed in a steel housing and depth range is 6000 m.or four single-beam transducers When deployed, the WBAT is self-contained and will record data with the • Continuous Wave (CW) and acoustic settings at the given time intervals. A built-in USB stick is usedLFM (Linear Frequency for storing recorded data. Modulation) pulse forms • Standardized Simrad EK80 Between data recording events the WBAT will be in “deep sleep”, conserv-raw data format ing energy and extending battery life. • Wide range of transducersavailable Order information APPLICATIONS To order the WBAT in any of the two available versions contact your local • Ocean observatories dealer or use our website. • Fish migration studies • Long-term biological https://www.kongsberg.com/wbatstudies • Improved fish stock WBAT Included in the delivery:assessment • Deliverables: • Transceiver 398129 WBAT 1500 m • Interface cable 453683 WBAT 6000 m • Software and documentation • USB stick for data storageNote: Battery is not included 418953 / Rev.D / September 2023 WBAT Transducer 8-pin Transducer 4-pin Connector type: MacArtney female MCBH8F Connector type: MacArtney female MCBH4F 1 1 Channel 1+ (Black) 1* Channel 4+ (Black) 1 4 2 8 2 Channel 1– (White) 2* Channel 4– (White) 3 Channel 2+ (Red) 3 N/C (Red) 4 Channel 2– (Green) 4 N/C (Green) 3 7 5 Channel 3+ (Orange) 6 Channel 3– (Blue) *Pins 7 and 8 on the 8-pin 7* Channel 4+ (White/ 2 3 transducer connector are 4 6 Black) connected in parallel with pins 5 8* Channel 4– (Red/Black) 1 and 2 on the 4-pin transducer Face view of bulkhead connector. Face view of bulkhead connector connector Serial RS 422 Connector type: MacArtney female MCBH8F 1 1 WBAT RxD + (Black) Pin 2 8 2 WBAT RxD - (White) 1 1/2 3 WBAT TxD - (Red) 4 WBAT TxD + (Green) 3/4 3 7 5 Ground (Orange) 6 N/C (Blue) 5/6 7 N/C (White/Black) 4 6 7/8 8 N/C (Red/Black) 5 3 1/2 3/4 Face view of bulkhead connector MUX 2 1/2 Transducers and multiplexing 3/4 The transceiver has four transducer connectors. There are two 8-pin connectors (identified as 1 and 2) and two 4-pin connectors (3 and 4). 5/6 7/8 • Connector 1 is the main connector. It is always in use. • Connector 2 is used for multiplexing with connector 1.4 • Connector 3 is used for adding an extra single-beam transducer when a 3-sector 1/2 split-beam transducer is connected to connector 1 3/4 • Connector 4 is used for multiplexing with connector 3. 1106 922.5 805 77.5 Ø144 CONFIGURATION DEPLOYMENT Regardless of whether the data is collected from the ship sounders, a profiling probe, or from other platforms, the echo sounders use the same data format. USB + (CD010106_001_005) A WBAT system consists of an autonomous transceiver, one or more transducers and the Mission Plan software An advanced mission control software gives the operator a full spectre of parameters to chose from. Once uploaded into the transceiver the unit will record the data based on the acoustic settings. Mission Planner user interface The data from the system can be viewed and calibrated with the EK80 software as the RAW data format used by these products are identical. EK80 echogram playback of krill from Antarctica. (Screen capture kindly provided by the British Antartic Survey, UK) TECHNICAL SPECIFICATIONS Performance Frequency range: 30-500 kHz Number of channels: 4 Pulse forms;CW + FM (Linear up- sweep), Active and Passive Pulse duration: 128-2048 µs Multiplexing: Built-in multiplexer for each channel WBAT mounted in HUGIN Oslofjord, DC voltage: 14 V (internal battery) Norway Battery capacity: 128 Ah Battery type: Primary Lithium Current consumption Active: 350 mA, Sleep: 1.5 mA Control: Pre-planned mission External interface: RS-422 Maximum transmit power: 1000 W @55Ω Transducer options: WBAT testing onboard NOAA/ Single beam/Split beam Saildrone platform, San Francisco Weight Outline dimensions: Outline Diameter: 144 mm dimensions Length: 923 mm 1500 m version: Weight in air (ex. battery): 18 kg Weight in water (incl. battery) 12 kg 6000 m version: Weight in air: (ex. battery) 54 kg WBAT calibration on Lake Weight in water (incl. battery) 48 kg Washington Seattle, WA Environment Operational temperature -5°C to 40°C Storage temperature -20°C to 50°C Depth Maximum depth: rating 1500 m version 6000 m version The WBAT Transceiver comprises a rugged cylinder providing all necessary transmitter and receiver electronics, a battery and the necessary interface and control circuitry. Here it is assembled with transducer mount. Front page photo by Alex Bennett, www.flickr.com License: https://creativecommons.org/licenses/by/2.0 KONGSBERG DISCOVERY Switchboard: +47 815 73 700 | The WIDEBAND AUTONOMOUS TRANSCEIVER, known as WBAT, is an all-in-one echo sounder, designed with advanced mission control, internal battery, and data storage. It is a cutting-edge subsea innovation that addresses the need to monitor marine life and detect gas leaks worldwide. The WBAT is available in two versions - a 1500 m version and a 6000 m version - each enclosed in different housings. It offers a wide range of frequencies (30-500 kHz) and can connect two split-beam or four single-beam transducers. The WBAT is autonomous, recording data with Continuous Wave (CW) and acoustic settings at specified intervals, conserving energy during | Autonomous all-in-one echo sounder Advanced mission control WBAT Internal battery and data storage Depth rating: 1500 m version and 6000 m version Frequencies 30-500 kHz Connects two split-beam or four single-beam transducers Continuous Wave (CW) and acoustic settings Standardized Simrad EK80 raw data format Wide range of transducers available Ocean observatories Fish migration studies Long-term biological studies Improved fish stock assessment Deliverables: Transceiver, interface cable, software and documentation USB stick for data storage | Frequency range: 30-500 kHz Number of channels: 4 Pulse forms: CW + FM (Linear up-sweep), Active and Passive Pulse duration: 128-2048 µs Built-in multiplexer for each channel DC voltage: 14 V (internal battery) Battery capacity: 128 Ah Battery type: Primary Lithium Current consumption: Active - 350 mA, Sleep - 1.5 mA Pre-planned mission control External interface: RS-422 Maximum transmit power: 1000 W @55Ω Transducer options: Single beam/Split beam Operational temperature: -5°C to 40°C Storage temperature: -20°C to 50°C Maximum depth rating: 1500 m version, 6000 m version
https://www.kongsberg.com/maritime/products/ocean-science/ocean-science/es_scientific/sci_es_transceivers/wbt/ | WBT | https://www.simrad.online/ek80/sales/wbt_ds_en_a4.pdf | Simrad WBT WIDEBAND ECHO SOUNDER TRANSCEIVER KEY FEATURES The Wide Band Transceiver (WBT) is a highly efficient echo sounder transceiver. It is used by marine research vessels all around the world. The WBT transmits acoustic • Member of the Simrad EK80 energy into the water and receives echoes from fish, schools and other objects inwideband echo sounder the water column. family • Rugged and compact design Typical applications include: • Controlled by the EK80 • Research vesselssoftware • Ocean observatories • Operating frequency from • Fish migration and stock assessment studies10 to 500 kHz • Water column profiling • Chirp (frequency modulat-ed sweep) and continous The Wide Band Transceiver is designed for appliations where performance is the top wave (CW) priority. It offers four 500 W channels. These can either work independently with • CW pulses up to 8 ms single-beam transducers, or together with a split-beam transducer. The designpulse length is optimized for applications where power consumption and physical size are not • Can control four channels critical. This is typically onboard a fishing or research vessel, or on a platform withindependently. power and communication easily available. • Maximum output power is2000 W (4 x500 W) The WBT operates within a large frequency band. It supports frequency sweeps • Standardaized EK80 raw (“chirp”), Continuous Wave (CW) and custom-defined frequencies (work indata format. progress). • Wide range of transducersavailable. 1234567890/AA EK80 WBT TRANSDUCER CONNECTIONS The transducer is connected to the WBT using an Amphenol connector. You can use AN the following transducer combinations: B M C L • Four single-beam transducersD K • One splitbeam transducer with four sectorsE FH J • One splitbeam transducer with three sectors combined with one single-beam transducer When split-beam transducers are used, make sure that the transducer is correctly Single-beam transducer connections are installed with its “Forward” mark pointing towards the bow. Each transducer sector made according to the software licenses must then be connected to the correct pins as listed on the Software License page as follows: in the user interface. • License 1: Pins H and J • License 2: Pins E and F • License 3: Pins C and D • License 4: Pins A and B • ID-chip/temperature sensor: Pin L • Digital Ground: Pin M • Cable shield: Pin NSplitbeam transducer connections are made according to the software licenses as follows: (A) Ground cable for vessel ground • Sector 1/Channel 1: Pins H and J (B) Transdcer cable for transducer • Sector 2/Channel 2: Pins E and F (C) Ethernet cable for Processor Unit • Sector 3/Channel 3: Pins C and D (D) DC power cable for Power Supply Unit • Sector 4/Channel 4: Pins A and B (E) Auxiliary connector for synchronization (Optional) • ID-chip/temperature sensor: Pin L • Digital Ground: Pin M • Cable shield: Pin NFurther information can be found in the relevant installation manuals. POWER CONNECTION AUXILARY CONNECTION 1 4 1 7 (1) +12-15 VDC (1) For future use 2 6 (2) 0 VDC (2) Synchronization out (5 V) 2 3 (3) 0 VDC 3 5 (3) Synchronization in (5-12 V) 4 (4) +12-15 VDC (4) For future use (5) Ground (GND) (6) For future use (7) For future use Performance: Frequency range: 10-500 kHz Power 12-15 VDC, 5A Pulse duration: 64-8192 µs requirements: Power supply (included): Pulse forms: CW, FM and custom forms 100/230 VAC, 47-63 Hz, single phase Maximum transmit power: 2000 W Transducer options: - Single beam - Split beam Environmental Operational temperature: requirements: 0 to 500C Storage temperature: Weight and Depth: 213 mm -40 to 700C outline Width: 438 mm Humidity: 5-95%, dimensions: Height: 84 mm relative, non-condensing Weight: 5 kg Ingress Protection: IP52 Standards: Tested according to EN 60945 (2002) 480241 / Rev. A / May 2021 | The Simrad WBT is a wideband echo sounder transceiver used by marine research vessels worldwide. It transmits acoustic energy into the water and receives echoes from fish, schools, and other objects in the water column. It is rugged and compact, controlled by the EK80 software, and operates at a frequency range of 10 to 500 kHz. The WBT is designed for applications where performance is the top priority, offering four 500 W channels that can work independently with single-beam transducers or together with a split-beam transducer. It supports frequency sweeps, chirp, continuous wave, and custom-defined frequencies. The transducer connections involve various combinations of single-beam transducers and split-beam transducers with different sectors. Further technical specifications include power requirements, pulse duration, pulse forms, maximum transmit power, transducer options, environmental requirements, weight and depth, and standards compliance. | Key Features of Simrad WBT wideband echo sounder transceiver: - Highly efficient for marine research vessels worldwide - Rugged and compact design - Operating frequency range from 10 to 500 kHz - Chirp, continuous wave, and custom-defined frequencies - Wide range of transducers available - Maximum output power of 2000 W (4 x 500 W) - Transducer connections for single-beam and split-beam transducers | Technical Specifications of Simrad WBT wideband echo sounder transceiver: - Frequency Range: 10-500 kHz - Power Requirements: 12-15 VDC, 5A - Pulse Duration: 64-8192 µs - Pulse Forms: CW, FM, and custom forms - Maximum Transmit Power: 2000 W - Transducer Options: Single beam, split beam - Environmental Requirements: Operational temperature 0 to 50°C, Storage temperature -40 to 70°C, Humidity 5-95%, relative non-condensing - Weight and Dimensions: 213mm (height), 438mm (width), 84mm (depth), Weight 5kg - Standards: Tested according to EN 60945 (2002)
https://www.kongsberg.com/maritime/products/ocean-science/ocean-science/es_scientific/sci_es_transceivers/simrad-wbt-mini/ | WBT Mini | https://www.simrad.online/ek80/sales/wbt_mini_ds_en_a4.pdf | MINIATURE WIDEBAND ECHO SOUNDER TRANSCEIVER WBT Mini The WBT Mini is a compact version of the highly efficient Wide Band Transceiver (WBT) used by marine research vessels all around the world. Its compact size and energy-efficient design make it perfect as a portable echo sounder or for installation on a wide range of platforms. KEY FEATURES Typical applications • Unmanned Surface Vehicles • A member of the EK80 • Autonomous Underwater Vehicleswideband echo sounder family • Autonomous Underwater Gliders • Rugged and compact design • Portable configurations • Splash Proof • Fixed installations in challenging environments Description • Operates in EK80 or Au-The WBT Mini contains four individual transceiver channels with multi- tonomous mode plexing functionality. This allows for a flexible setup of split- or single- • Four independents chan-beam transducer configurations. nels with built-in multi- The WBT Mini is contained in a splash proof cabinet and the robust design plexing available allows long-term deployment in challenging environments. • Built-in calibration toolThe WBT Mini can be operated either in EK80 mode or Autonomous • Low power consumption • Wide range of transducers mode.available Order information To order the WBT Mini transceiver contact your local dealer or use our website. https://www.kongsberg.com/wbt-mini WBT Mini Included in the delivery: • 417775 WBT Mini 15 V • Software and documentationAutonomous version • Test cable • 417774 WBT Mini EK80 • Interface cable (autonomoustransceiver version version only) • USB stick for data storage (auto-nomous version only) 422357 / Rev.D / September 2023 WBT MINI EK80 mode Pin 1 This mode requires a Processor Unit with EK80 software and one or more 1/2 EK80 software licenses. With the EK80 software you are in full control of 3/4 the transceiver at all times using an Ethernet connection. You can observe 5/6 data in real time and/or record RAW data in a suitable location on the Processor Unit. 7/8 3 Autonomous mode 1/2 In this mode, the WBT Mini is pre-programmed with a mission using the 3/4 EK Mission Planner. The EK Mission Planner lets you define acoustic MUX settings for pings, groups of pings and how to combine these into a 2 1/2 mission. A mission will normally record data in intervals over a period of time. 3/4 Recorded .RAW data is stored internally in the WBT Mini, and retrieved 5/6 after mission completion. 7/8 Transducers and multiplexing 4 1/2 The WBT Mini has four transducer connectors. There are two 8-pin 3/4 connectors (identified as 1 and 2) and two 4-pin connectors (3 and 4). • Connector 1 is the main connector. It is always in use. • Connector 2 is used for multiplexing with connector 1. • Connector 3 is used for adding an extra single-beam transducer when a3-sector split-beam transducer is connected to connector 1 • Connector 4 is used for multiplexing with connector 3.Power and Ethernet (connector A) Serial RS 422 (connector B) Connector type: MacArtney male DBH13MAS Connector type: MacArtney female MCBH8F 2 1 3 1 1 +15 VDC (Black) 1 WBT Mini RxD + (Black) 2 8 6 5 2 Screen 2 WBT Mini RxD - (White) 3 Ground (White) 3 WBT Mini TxD - (Red) 7 4 4 N/C (Brown*) 4 WBT Mini TxD + 3 7 5 N/C (Brown/White*) (Green) 8 11 6 N/C (Blue*) 5 Ground (Orange) 7 N/C (Blue/White*) 6 N/C (Blue) 4 6 9 10 8 RJ45/2 (Orange*) 7 N/C (White/Black) 5 9 RJ45/1 (Orange/White*) 8 N/C (Red/Black) 13 12 10 RJ45/6 (Green*) Face view of bulkhead 11 RJ45/3 (Green/White*) Face view of bulkhead connector 12 N/C (Red) connector 13 N/C (Green) *Twisted pairs Transducer 8-pin (connectors 1 and 2) Transducer 4-pin (connectors 3 and 4) Connector type: MacArtney female MCBH8F Connector type: MacArtney female MCBH4F 1 1 Channel 1+ (Black) 1 4 1* Channel 4+ (Black) 2 8 2 Channel 1– (White) 2* Channel 4– (White) 3 Channel 2+ (Red) 3 N/C (Red) 4 Channel 2– (Green) 4 N/C (Green) 3 7 5 Channel 3+ (Orange) 6 Channel 3– (Blue) 2 3 7* Channel 4+ (White/ *Pins 7 and 8 on the 8-pin 4 6 Black) transducer connector are 5 8* Channel 4– (Red/Black) connected in parallel with pins 1 and 2 on the 4-pin transducer Seen towards the connector Seen towards the connector connector. 487 4# 3# 127 2# WBT Mini P/N 417775 Autonomous 1# Serial number: Power requirement: 12-16 VDC Made in Norway 12 223 289 208 4 x Ø5.5 65 100 WBT Mini 145 25 25 TECHNICAL SPECIFICATIONS Performance Frequency range: 30-500 kHz Pulse duration: 64-2048 µs Pulse forms: CW + FM (Linear up-sweep) Maximum transmit power: 1000 W @55Ω Number of channels: 4 (Including multiplexer: 8) WBT Mini onboard the Remus AUV Transducer options: Single beam/Split beam Storage capacity (Autonomuous mode): 512 GB Physical Depth: 145 mm dimensions Width: 289 mm Height: 127 mm Weight: 5.4 kg WBT Mini onboard the jolner USV Power Voltage requirement: 12-16 VDC Power consumption: Active: 38/120/333 kHz: 6/3/3 W (*) Passive: 2 W Standby: <0.02 A (Autonomous mode Maximum current: 2.5 A (Peak)) (*@ Maximum tx power 1 ms pulse duration, and 2 ping/ second) Environment Operational temperature -15 to 550C Storage temperature -20 to 700C Ingress protection (IP) rating: IP67 Enclosure material: Aluminium WBT Mini onboard a Saildrone (Image courtesy of Saildrone) KONGSBERG DISCOVERY Switchboard: +47 815 73 700 Strandpromenaden 50 Global support 24/7: +47 33 03 24 07 P.O.Box 111 E-mail support: www.kongsberg.com/ocean-science km.support.science@km.kongsberg.com | The WBT Mini is a compact version of the highly efficient Wide Band Transceiver (WBT) used by marine research vessels worldwide. Its compact size and energy-efficient design make it perfect as a portable echo sounder or for installation on a wide range of platforms. The WBT Mini contains four individual transceiver channels with multiplexing functionality, allowing for a flexible setup of split- or single-beam transducer configurations. The transceiver is rugged and compact, with a splash-proof and robust design that enables long-term deployment in challenging environments. It operates in EK80 or Autonomous mode and offers a wide range of transducers. The WBT Mini is suitable for applications such as Unmanned Surface Vehicles, Autonomous Underwater Vehicles, and Autonomous Underwater Gliders. It has low power consumption and is available in portable configurations. The transceiver is available for order through local dealers or the Kongsberg website. | Key Features: - Rugged and compact design - Splash Proof - Operates in EK80 or Autonomous mode - Low power consumption - Wide range of transducers available - Portable configurations - Built-in calibration tool - Four independents channels with built-in multiplexing available | Performance: - Frequency range: 30-500 kHz - Pulse duration: 64-2048 µs - Pulse forms: CW + FM (Linear up-sweep) - Maximum transmit power: 1000 W @55Ω - Number of channels: 4 - Storage capacity (Autonomous mode): 512 GB Physical dimensions: - Depth: 145 mm - Width: 289 mm - Height: 127 mm - Weight: 5.4 kg Power: - Voltage requirement: 12-16 VDC - Power consumption: Active: 38/120/333 kHz: 6/3/3 W (*) - Passive: 2 W - Standby: <0.02 A (Autonomous mode) - Maximum current: 2.5 A (Peak) Environment: - Operational temperature: -15 to 55°C - Storage temperature: -20 to 70°C - Ingress protection (IP) rating: IP67 - Enclosure material: Aluminium
https://www.kongsberg.com/maritime/products/ocean-science/ocean-science/es_scientific/sci_es_transceivers/simrad-wbt-tube/ | WBT Tube | https://www.simrad.online/ek80/sales/wbt_tube_ds_en_a4.pdf | Simrad WBT Tube Subsea wide band echo sounder transceiver TECHNOLOGY FOR SUSTAINABLE FISHERIES www.simrad.com Simrad WBT Tube The WBT Tube is a subsea version of the highly efficient Wide Band Transceiver (WBT) used by marine research vessels all around the world. Its energy efficient design makes it perfect for installation on a wide range of subsea platforms and vehicles. Description The WBT Tube is a scientific echo sounder transceiver designed for subsea applications. The transceiver electronics in the WBT Tube have the same linear FM (chirp) and CW pulse forms as the Simrad EK80 Wide Band Transceiver (WBT). The WBT Tube contains two independent echo sounder boards. Each contains four individual transceiver channels with multiplexing functionality. This allows for great flexibility when you setup a system with various split-or single beam transducer configurations. The WBT Tube is designed for long term use down to 4000 meters water depth. It requires an external power supply. Two versions are available, one for 15 VDC operation, and one for 20 to 50 VDC. The WBT Tube is used with a computer running the EK80 echo sounder software. The EK80 software The WBT Tube installed on a subsea platform provides full real time control of Image courtesy of CSIRO, Australia the WBT Tube using an Ethernet interface. Key features Typical applications • A member of the Simrad EK80 • Remotely Operated Vehicleswideband echo sounder family • Sensor on probes • Depth rated to 4000m • Environmental monitoring on • Two independent echo sounder subsea structures (K-Lander)transceivers in one unit • Eight independent channels withbuilt-in multiplexing available • Controlled by standard SimradEK80 echo sounder software • Low power consumption • Wide range of transducersavailable Simrad WBT Tube Transducers and multiplexing Pin TD The WBT Tube has four 8-pin transducer connectors. 1/2 1 • TD Connector 1 is the main connector for the first transceiver.3/4 • TD Connector 2 is used for multiplexing with connector 1.Transceiver 1 • TD Connector 3 is the main connector for the second transceiver. 5/6 • TD Connector 4 is used for multiplexing with connector 3.7/8 MUX 2 1/2 3/4 5/6 7/8 3 1/2 3/4 Transceiver 2 5/6 Technical specifications 7/8 MUX Performance specifications 1/2 4 • Frequency range: 30 – 500 kHz3/4 • Pulse duration: 64 – 2048 µs • Pulse forms: CW + FM (Linear up-sweep) 5/6 • Maximum transmit power: 1000 W @ 55 Ω7/8 • Number of transceivers: 2 • Number of channels per transceiver: 4 (With multiplexer: 8) • Transducer options: Single beam/Split beamPower requirements • Voltage requirement 15V version: 12 – 16 VDC • Voltage requirement 24V version: 20 – 50 VDC • Power consumption per transceiver:Active (@ 1 ms pulse duration, 2 ping/sec): 38 / 120 / 333 kHz: 6 / 3 / 3 W Passive: 2 W • Maximum current for one transceiver: 2.5 A (Peak)Weight and outline dimensions • Outline dimensions:Length: 663 mm Diameter: 144 mm • Weight (in air): 14.1 kg • Weight (in water): 3.6 kgEnvironmental requirements • Operational temperature: -15 to 35 °C • Storage temperature: -20 to 55 °C • Salinity: 0 - 40 PSU • Enclosure material: AluminiumAll specifications are maximum ratings. We are continuously working to improve the quality and performance of our products. The technical specifications may be changed without prior notice. Simrad WBT Tube Ethernet Power 15V Version Connector type: MacArtney female DBH8F Connector type: MacArtney male MCBH4M 1 RJ45/8 (Brown*) Transceiver 2: 1 4 1 2 RJ45/7 (Brown/White*) 1 +15 VDC (Black) 2 8 3 RJ45/4 (Blue*) 2 GND (White) 4 RJ45/5 (Blue/White*) 3 7 5 RJ45/2 (Orange*) Transceiver 1: 3 2 6 RJ45/1 (Orange/White*) 3 GND (Red) 7 RJ45/6 (Green*) 4 +15 VDC (Green) 4 6 8 RJ45/3 (Green/White*) 5 *Twisted pairs Seen towards the connector Seen towards the connector Transducer 8-pin Power 24V Version Connector type: MacArtney female MCBH8F Connector type: MacArtney male MCBH5M 1 1 Channel 1+ (Black) 1 1 N/C (Black) 2 8 2 Channel 1– (White) 5 2 3 Channel 2+ (Red) Transceiver 2: 3 7 4 Channel 2– (Green) 2 +24 VDC (White) 5 Channel 3+ (Orange) 3 GND (Red) 6 Channel 3– (Blue) 4 6 4 3 7* Channel 4+ (White/Black) Transceiver 1: 5 8* Channel 4– (Red/Black) 4 GND (Green) 5 +24 VDC (Orange) Seen towards the connector Seen towards the connector Communication End Cap Transducer End Cap 422356 / Rev. A / August 2017 Simrad | The Simrad WBT Tube is a subsea wide band echo sounder transceiver designed for sustainable use in fisheries. It is based on the highly efficient Wide Band Transceiver (WBT) technology used by marine research vessels worldwide. The WBT Tube is known for its energy-efficient design, making it suitable for installation on various subsea platforms and vehicles. With its long-term use capability down to 4000 meters water depth and availability in two different voltage operation versions, the WBT Tube offers great flexibility for subsea applications. It is compatible with the EK80 echo sounder software, providing full real-time control through an Ethernet interface. | • A member of the Simrad EK80 wideband echo sounder family • Depth rated to 4000m • Two independent echo sounder transceivers in one unit • Eight independent channels with built-in multiplexing available • Controlled by standard Simrad EK80 echo sounder software • Low power consumption • Wide range of transducers available | Performance specifications - Frequency range: 30 – 500 kHz - Pulse duration: 64 – 2048 µs - Pulse forms: CW + FM (Linear up-sweep) - Maximum transmit power: 1000 W @ 55 Ω - Number of transceivers: 2 - Number of channels per transceiver: 4 (With multiplexer: 8) - Transducer options: Single beam/Split beam Power requirements - Voltage requirement 15V version: 12 – 16 VDC - Voltage requirement 24V version: 20 – 50 VDC - Power consumption per transceiver: Active (@ 1 ms pulse duration, 2 ping/sec): 38 / 120 / 333 kHz: 6 / 3 / 3 W, Passive: 2 W - Maximum current for one transceiver: 2.5 A (Peak) Weight and outline dimensions - Outline dimensions: Length: 663 mm, Diameter: 144 mm - Weight (in air): 14.1 kg, Weight (in water): 3.6 kg Environmental requirements - Operational temperature: -15 to 35 °C - Storage temperature: -20 to 55 °C - Salinity: 0 - 40 PSU - Enclosure material: Aluminium
https://www.kongsberg.com/maritime/products/deck-machinery-and-cranes/deck-machinery/seismic-vessels/spread-management/eBird/ | Seismic cable control - eBird | https://www.kongsberg.com/contentassets/fcb884f931154ae9a97e4f87c1bc39c8/datasheet_ebird.pdf | eBird LATERAL STEERING AND DEPTH CONTROL OF SEISMIC STREAMERS The slim and elegant eBird design offers effective lateral steering and depth control of seismic streamers with a minimum of additional acoustic noise. The uniform three wing solution and the built-in controller also provide full roll control capabilities. The eBird solution is built on an in-line body and three Streamer adaptation detachable wings. The snap-on/snap-off mechanism The modular design of eBird means easy adaptation makes attachment/removal of wings an easy task both to different streamer types by selection of appropriate during streamer deployment/retrieval and work-boat connectors, configuration of power- and signal lines and based maintenance. All wear parts like motors, gears calibration of control algorithms. The eBird wings are and batteries are located in the wings as a part of the interchangeable between different streamer types. SmartWing concept. SmartWing makes it possible to maintain a very slim body to avoid acoustic noise Innovative technology induced by turbulence. As eBird bodies will remain on eBird is based on several technology innovations like the streamer when reeled and wings are easily stowed the SmartWing concept, inner and outer control loop, onboard, eBird requires a minimum of physical space modem for low-noise streamer communication and onboard a crowded streamer deck. two-way wireless transfer of signal and power between wings and body. The two-way wireless signal and power Failsafe operation transfer also enables effective eBird wing diagnostics and eBird is designed to be a part of an outer control loop battery charging on board. An extensive test program has where all steering and control parameters can be accessed demonstrated the advantages and robustness of the eBird from the seismic vessel. The autonomous inner control technology compared to traditional designs. The eBird loop ensures that eBird will maintain the correct depth technology is protected by several international patents. and roll angle even if communication through streamer is interrupted. The control system includes several fail safe modes designed to handle situations when e.g. physical damage is preventing full steering capabilities of a eBird. Each wing is equipped with a battery that is continuously maintenance charged during normal operation. In case of streamer power failure, wing batteries will work as back-up power sources enabling continued operation for more than one week. FEATURES • In-line titanium body with 3 detachable wings • Lateral force control • Low acoustic noise • Autonomous depth control • Adaptable to different streamer types • SmartWing instrumentation • Novel modem solution for long range streamercommunication • Wireless power transfer between wing and body • Ruggedized design • Battery power back-up • Power-save mode • Fault tolerant mode • Onboard control and monitoring software (eBird Guidance)TECHNICAL SPECIFICATIONS eBird PERFORMANCE ENVIRONMENTAL SPECIFICATIONS Control functions Lateral, depth, roll Operating depth 1 – 100 m Pressure sensor accuracy ± 0.25 m Survival depth 300 m Tension (body) 160 000 N WEIGHT AND DIMENSIONS Operating temperature -5°C to +65°C Build length 373 mm Storage temperature -20°C to +70°C Overall length 420 mm Largest body diameter 74 mm Enclosed diameter with wings 956 mm Weight (in air) 13 kg Weight (with wings, in water) 0 kg Weight (without wings, in water) 3 kg Specifications subject to change without any further notice. KONGSBERG SEATEX 0202 hcraM | The eBird offers effective lateral steering and depth control of seismic streamers with a minimum of additional acoustic noise. The uniform three wing solution and the built-in controller also provide full roll control capabilities. The eBird solution is built on an in-line body and three detachable wings. The snap-on/snap-off mechanism makes attachment/removal of wings an easy task during streamer deployment/retrieval and work-boat based maintenance. SmartWing makes it possible to maintain a very slim body to avoid acoustic noise induced by turbulence. eBird is designed to be a part of an outer control loop where all steering and control parameters can be accessed from the seismic vessel. The autonomous inner control loop ensures that eBird will maintain the correct depth and roll angle even if communication through the streamer is interrupted. Each wing is equipped with a battery that is continuously maintenance charged during normal operation. In case of streamer power failure, wing batteries will work as back-up power sources enabling continued operation for more than one week. The eBird technology is protected by several international patents. | • In-line titanium body with 3 detachable wings • Lateral force control • Low acoustic noise • Autonomous depth control • Adaptable to different streamer types • SmartWing instrumentation • Novel modem solution for long range streamer communication • Wireless power transfer between wing and body • Ruggedized design • Battery power back-up • Power-save mode • Fault tolerant mode • Onboard control and monitoring software (eBird Guidance) | PERFORMANCE ENVIRONMENTAL SPECIFICATIONS Control functions Lateral, depth, roll Operating depth 1 – 100 m Pressure sensor accuracy ± 0.25 m Survival depth 300 m Tension (body) 160 000 N WEIGHT AND DIMENSIONS Build length 373 mm Overall length 420 mm Largest body diameter 74 mm Enclosed diameter with wings 956 mm Weight (in air) 13 kg Weight (with wings, in water) 0 kg Weight (without wings, in water) 3 kg Operating temperature -5°C to +65°C Storage temperature -20°C to +70°C Specifications subject to change without any further notice.